## Lighting_AboveGround
Room Number | Category | Family | Type | Quantity | Commissioning Due Date | Type of room | Area | מסמכים סופקו
L0001 | Lighting Fixtures | EXIT Base_Ceiling_Wall_R18 | Exit | 1 | 2025-05-12 | stairs | 30.8 | כן
L0001 | Lighting Fixtures | Lighting_Emergency-Security_Daisalux-Lens-L_CD-FR | Emergency LENS LF3 (CD) | 1 | 2025-05-12 | stairs | 30.8 | כן
L0001 | Lighting Fixtures | M_Ceiling Light - Linear Box1 | Emergency Lamp | 1 | 2025-05-12 | stairs | 30.8 | כן
L0001 | Lighting Fixtures | ×¡×™ ×œ×“ 6600 | 42W 4000K | 1 | 2025-05-12 | stairs | 30.8 | כן
L0002 | Lighting Fixtures | ×¡×™ ×œ×“ 6600 | 42W 4000K | 2 | 2025-05-17 | MAKERS LAB | 390.23 | לא
L0002 | Mechanical Equipment | AWSQ 700(right) | AWSQ 700 | 3 | 2025-05-17 | MAKERS LAB | 390.23 | לא
L0004 | Lighting Fixtures | EXIT Base_Ceiling_Wall_R18 | Exit | 1 | 2025-05-22 | stairs | 30.8 | כן
L0004 | Lighting Fixtures | Lighting_Emergency-Security_Daisalux-Lens-L_CD-FR | Emergency LENS LF3 (CD) | 1 | 2025-05-22 | stairs | 30.8 | כן
L0004 | Lighting Fixtures | M_Ceiling Light - Linear Box1 | Emergency Lamp | 1 | 2025-05-22 | stairs | 30.8 | כן
L0004 | Lighting Fixtures | ×¡×™ ×œ×“ 6600 | 42W 4000K | 1 | 2025-05-22 | stairs | 30.8 | כן
L0005 | Electrical Fixtures | Frame_Socket | 1 AC | 1 | 2025-05-15 | shelter | 18.92 | לא
L0005 | Mechanical Equipment | AWSQ 1000 | AWSQ 1000 | 1 | 2025-05-15 | shelter | 18.92 | לא
L0006 | Electrical Fixtures | Frame_Socket | Normal x1 WP | 1 | 2025-05-09 | guest toilets | 13.33 | כן
L0006 | Electrical Fixtures | Frame_Socket | Type 2 | 3 | 2025-05-09 | guest toilets | 13.33 | כן
L0009 | Electrical Fixtures | Frame_Socket | 1 AC | 1 | 2025-05-03 | elevators Lobby | 31.39 | כן
L0009 | Mechanical Equipment | AW 800 | AW 800 | 1 | 2025-05-03 | elevators Lobby | 31.39 | כן
L0011 | Electrical Equipment | M_Circuit Breaker Switchboard | 100mmx46mm | 2 | 2025-05-06 | it /security room | 31.2 | כן
L0011 | Electrical Equipment | M_Transformer Switchboard | 400mmx250mmx600h | 2 | 2025-05-06 | it /security room | 31.2 | כן
L0011 | Electrical Fixtures | Frame_Socket | 1 AC GEN | 2 | 2025-05-06 | it /security room | 31.2 | כן
L0011 | Electrical Fixtures | SOCKETS1 | x×©×§×¢ ×ª×§×©×•×¨×ª 2 | 2 | 2025-05-06 | it /security room | 31.2 | כן
L0011 | Electrical Fixtures | Socket_Cee_R19 | GEN CEE_1x16A_1Ph | 12 | 2025-05-06 | it /security room | 31.2 | כן
L0011 | Electrical Fixtures | Socket_Cee_R19 | UPS CEE_1x16A_1Ph | 12 | 2025-05-06 | it /security room | 31.2 | כן
L0011 | Lighting Fixtures | Lighting_Emergency-Security_Daisalux-Lens-L_CD-FR | Emergency LENS LF3 (CD) | 2 | 2025-05-06 | it /security room | 31.2 | כן
L0011 | Lighting Fixtures | ×¡×™ ×œ×“ 6600 | 42W 4000K | 9 | 2025-05-06 | it /security room | 31.2 | כן
L0011 | Mechanical Equipment | AWV 1200 | AWV 1200 | 2 | 2025-05-06 | it /security room | 31.2 | כן
L0012 | Electrical Fixtures | Frame_Socket | 1 AC | 1 | 2025-05-13 | supply zone(fire) | 9.86 | לא
L0012 | Mechanical Equipment | AWSQ 450 | AWSQ 450 | 1 | 2025-05-13 | supply zone(fire) | 9.86 | לא
L0013 | Electrical Fixtures | Frame_Socket | 1 AC | 1 | 2025-05-27 | cleaning room | 6.41 | לא
L0013 | Electrical Fixtures | M_Junction Boxes - W | W | 1 | 2025-05-27 | cleaning room | 6.41 | לא
L0013 | Mechanical Equipment | AW 450 | AW 450 | 1 | 2025-05-27 | cleaning room | 6.41 | לא
L0015 | Electrical Fixtures | Frame_Socket | FOR LSS UPS | 1 | 2025-05-07 | LSS shaft | 0.8 | כן
L0016 | Electrical Fixtures | Frame_Socket | Normal x1 WP | 1 | 2025-05-10 | UNISEX w.c | 13.43 | כן
L0016 | Electrical Fixtures | Frame_Socket | Type 2 | 3 | 2025-05-10 | UNISEX w.c | 13.43 | כן
L0017 | Electrical Equipment | Yani_Circuit breaker_SwitchBoard | 60x240x210 GEN | 1 | 2025-05-24 | electricity shaft | 2.77 | לא
L0017 | Electrical Fixtures | SOCKETS1 | x×©×§×¢ ×ª×§×©×•×¨×ª 2 | 1 | 2025-05-24 | electricity shaft | 2.77 | לא
L0019 | Electrical Equipment | Yani_Circuit breaker_SwitchBoard | 60x240x210 | 1 | 2025-05-17 | electricity shaft | 4.32 | לא
L0019 | Electrical Fixtures | SOCKETS1 | x×©×§×¢ ×ª×§×©×•×¨×ª 2 | 1 | 2025-05-17 | electricity shaft | 4.32 | לא
L0024 | Electrical Fixtures | Frame_Socket | 1 AC | 1 | 2025-05-09 | LSS/FMS room | 7.93 | לא
L0024 | Lighting Fixtures | ×¡×™ ×œ×“ 6600 | 42W 4000K | 2 | 2025-05-09 | LSS/FMS room | 7.93 | לא
L0024 | Mechanical Equipment | AWSQ 450 | AWSQ 450 | 1 | 2025-05-09 | LSS/FMS room | 7.93 | לא
L0025 | Mechanical Equipment | AWSQ 1000(right) | AWSQ 1000 | 1 | 2025-05-22 | shelter | 49.12 | לא
L0025 | Mechanical Equipment | AWSQ 1500(right) | AWSQ 1500 | 1 | 2025-05-22 | shelter | 49.12 | לא
L0026 | Electrical Fixtures | Frame_Socket | Normal x1 WP | 1 | 2025-05-04 | men w.c | 34.56 | לא
L0026 | Electrical Fixtures | Frame_Socket | Type 2 | 9 | 2025-05-04 | men w.c | 34.56 | לא
L0027 | Lighting Fixtures | ×¡×™ ×œ×“ 6600 | 42W 4000K | 1 | 2025-05-22 | plumbing shaft | 8.19 | לא
L0030 | Electrical Equipment | M_Circuit Breaker Switchboard | 100mmx46mm | 2 | 2025-05-12 | it /security room | 31.2 | כן
L0030 | Electrical Equipment | M_Transformer Switchboard | 400mmx250mmx600h | 2 | 2025-05-12 | it /security room | 31.2 | כן
L0030 | Electrical Fixtures | Frame_Socket | 1 AC GEN | 1 | 2025-05-12 | it /security room | 31.2 | כן
L0030 | Electrical Fixtures | SOCKETS1 | x×©×§×¢ ×ª×§×©×•×¨×ª 2 | 2 | 2025-05-12 | it /security room | 31.2 | כן
L0030 | Electrical Fixtures | Socket_Cee_R19 | GEN CEE_1x16A_1Ph | 6 | 2025-05-12 | it /security room | 31.2 | כן
L0030 | Electrical Fixtures | Socket_Cee_R19 | UPS CEE_1x16A_1Ph | 6 | 2025-05-12 | it /security room | 31.2 | כן
L0030 | Lighting Fixtures | Lighting_Emergency-Security_Daisalux-Lens-L_CD-FR | Emergency LENS LF3 (CD) | 2 | 2025-05-12 | it /security room | 31.2 | כן
L0030 | Lighting Fixtures | ×¡×™ ×œ×“ 6600 | 42W 4000K | 10 | 2025-05-12 | it /security room | 31.2 | כן
L0030 | Mechanical Equipment | AWV 1200 | AWV 1200 | 2 | 2025-05-12 | it /security room | 31.2 | כן
L0031 | Lighting Fixtures | M_Ceiling Light - Linear Box1 | Emergency Lamp | 1 | 2025-05-23 | service zone (fire) | 9.86 | לא
L0031 | Mechanical Equipment | AWSQ 450(right) | AWSQ 450 | 1 | 2025-05-23 | service zone (fire) | 9.86 | לא
L0035 | Electrical Fixtures | Frame_Socket | Normal x1 WP | 1 | 2025-05-14 | women w.c | 33.72 | כן
L0035 | Electrical Fixtures | Frame_Socket | Type 2 | 9 | 2025-05-14 | women w.c | 33.72 | כן
L0036 | Electrical Equipment | Yani_Circuit breaker_SwitchBoard | 60x240x210 GEN | 1 | 2025-05-05 | electricity shaft | 2.77 | לא
L0036 | Electrical Fixtures | SOCKETS1 | x×©×§×¢ ×ª×§×©×•×¨×ª 2 | 1 | 2025-05-05 | electricity shaft | 2.77 | לא
L0040 | Electrical Fixtures | Frame_Socket | 1 AC | 1 | 2025-05-10 | LSS/FMS room | 7.93 | לא
L0040 | Lighting Fixtures | Lighting_Emergency-Security_Daisalux-Lens-L_CD-FR | Emergency LENS LF3 (CD) | 1 | 2025-05-10 | LSS/FMS room | 7.93 | לא
L0040 | Lighting Fixtures | ×¡×™ ×œ×“ 6600 | 42W 4000K | 2 | 2025-05-10 | LSS/FMS room | 7.93 | לא
L0040 | Mechanical Equipment | AWSQ 450(right) | AWSQ 450 | 1 | 2025-05-10 | LSS/FMS room | 7.93 | לא
L0041 | Mechanical Equipment | AW 800(right) | AW 800 | 1 | 2025-05-03 | elevators Lobby | 31.88 | לא
L0045 | Electrical Fixtures | M_Junction Boxes - W | W63A | 1 | 2025-05-03 | cabinet | 0.23 | כן
L0047 | Electrical Fixtures | Frame_Socket | FOR LSS UPS | 1 | 2025-05-03 | LSS shaft | 0.8 | כן
L0048 | Electrical Equipment | Yani_Circuit breaker_SwitchBoard | 60x240x210 | 1 | 2025-05-03 | electricity shaft | 5.07 | לא
L0048 | Electrical Fixtures | SOCKETS1 | x×©×§×¢ ×ª×§×©×•×¨×ª 2 | 1 | 2025-05-03 | electricity shaft | 5.07 | לא
L0056 | Electrical Fixtures | Frame_Socket | Normal x1 WP | 1 | 2025-05-03 | women w.c | 19.23 | כן
L0057 | Electrical Fixtures | Frame_Socket | Normal x1 WP | 1 | 2025-05-03 | men w.c | 22.47 | לא
L0057 | Electrical Fixtures | Frame_Socket | Type 2 | 4 | 2025-05-03 | men w.c | 22.47 | לא
L0058 | Electrical Fixtures | M_Junction Boxes - W | W | 1 | 2025-05-03 | cleaning room | 6.53 | כן
L0065 | Mechanical Equipment | AWSQ 1000 | AWSQ 1000 | 1 | 2025-05-03 | shelter | 23.41 | כן
L0066 | Electrical Fixtures | Frame_Socket | FOR LSS UPS | 1 | 2025-05-03 | LSS/FMS room | 8.91 | לא
L0066 | Lighting Fixtures | ×¡×™ ×œ×“ 6600 | 42W 4000K | 2 | 2025-05-03 | LSS/FMS room | 8.91 | לא
L0068 | Lighting Fixtures | ×¡×™ ×œ×“ 6600 | 42W 4000K | 1 | 2025-05-12 | Systems room | 4.75 | לא
L0070 | Lighting Fixtures | EXIT Base_Ceiling_Wall_R18 | Exit | 1 | 2025-05-12 | stairs | 30.8 | כן
L0070 | Lighting Fixtures | Lighting_Emergency-Security_Daisalux-Lens-L_CD-FR | Emergency LENS LF3 (CD) | 1 | 2025-05-12 | stairs | 30.8 | כן
L0070 | Lighting Fixtures | M_Ceiling Light - Linear Box1 | Emergency Lamp | 1 | 2025-05-12 | stairs | 30.8 | כן
L0070 | Lighting Fixtures | ×¡×™ ×œ×“ 6600 | 42W 4000K | 1 | 2025-05-12 | stairs | 30.8 | כן
L0081 | Electrical Equipment | M_Circuit Breaker Switchboard | 100mmx46mm | 1 | 2025-05-12 | it /security room | 32.05 | כן
L0081 | Electrical Equipment | M_Transformer Switchboard | 400mmx250mmx600h | 2 | 2025-05-12 | it /security room | 32.05 | כן
L0081 | Electrical Fixtures | SOCKETS1 | x×©×§×¢ ×ª×§×©×•×¨×ª 2 | 2 | 2025-05-12 | it /security room | 32.05 | כן
L0081 | Lighting Fixtures | Lighting_Emergency-Security_Daisalux-Lens-L_CD-FR | Emergency LENS LF3 (CD) | 2 | 2025-05-12 | it /security room | 32.05 | כן
L0081 | Lighting Fixtures | ×¡×™ ×œ×“ 6600 | 42W 4000K | 9 | 2025-05-12 | it /security room | 32.05 | כן
L0081 | Mechanical Equipment | AWV 1200 | AWV 1200 | 2 | 2025-05-12 | it /security room | 32.05 | כן
L0082 | Electrical Equipment | Yani_Circuit breaker_SwitchBoard | 60x100x210 UPS | 1 | 2025-05-12 | electricity cabinet | 2.57 | כן
L0082 | Electrical Fixtures | SOCKETS1 | x×©×§×¢ ×ª×§×©×•×¨×ª 2 | 1 | 2025-05-12 | electricity cabinet | 2.57 | כן
L0084 | Electrical Equipment | Yani_Circuit breaker_SwitchBoard | 60x160x210 GEN | 1 | 2025-05-12 | electricity cabinet | 6.68 | כן
L0084 | Electrical Equipment | Yani_Circuit breaker_SwitchBoard | 60x360x210 | 1 | 2025-05-12 | electricity cabinet | 6.68 | כן
L0084 | Electrical Fixtures | SOCKETS1 | x×©×§×¢ ×ª×§×©×•×¨×ª 2 | 2 | 2025-05-12 | electricity cabinet | 6.68 | כן
L0089 | Electrical Fixtures | M_Junction Boxes - W | W | 1 | 2025-05-12 | cleaning room | 6.41 | כן
L0089 | Lighting Fixtures | ×¡×™ ×œ×“ 6600 | 42W 4000K | 1 | 2025-05-12 | cleaning room | 6.41 | כן
L0092 | Mechanical Equipment | AWSQ 1500 | AWSQ 1500 | 1 | 2025-05-25 | shelter | 27.95 | כן
L0093 | Lighting Fixtures | ×¡×™ ×œ×“ 6600 | 42W 4000K | 1 | 2025-05-25 | corridor | 16.86 | לא
L0094 | Lighting Fixtures | M_Ceiling Light - Linear Box1 | Emergency Lamp | 1 | 2025-05-25 | corridor | 7.35 | כן
L0094 | Lighting Fixtures | ×¡×™ ×œ×“ 6600 | 42W 4000K | 1 | 2025-05-25 | corridor | 7.35 | כן
L0096 | Electrical Fixtures | Frame_Socket | 1 AC | 1 | 2025-05-25 | shelter | 21.28 | כן
L0096 | Mechanical Equipment | AWSQ 1000 | AWSQ 1000 | 1 | 2025-05-25 | shelter | 21.28 | כן
L0099 | Lighting Fixtures | EXIT Base_Ceiling_Wall_R18 | Exit | 1 | 2025-05-25 | corridor | 15.29 | לא
L0099 | Lighting Fixtures | M_Ceiling Light - Linear Box1 | Emergency Lamp | 1 | 2025-05-25 | corridor | 15.29 | לא
L0099 | Lighting Fixtures | ×¡×™ ×œ×“ 6600 | 42W 4000K | 2 | 2025-05-25 | corridor | 15.29 | לא
L0100 | Electrical Equipment | Yani_Circuit breaker_SwitchBoard | 60x160x210 | 1 | 2025-05-25 | corridor | 23.27 | כן
L0100 | Electrical Fixtures | SOCKETS1 | x×©×§×¢ ×ª×§×©×•×¨×ª 2 | 1 | 2025-05-25 | corridor | 23.27 | כן
L0100 | Lighting Fixtures | EXIT Base_Ceiling_Wall_R18 | Exit | 1 | 2025-05-25 | corridor | 23.27 | כן
L0100 | Lighting Fixtures | M_Ceiling Light - Linear Box1 | Emergency Lamp | 1 | 2025-05-25 | corridor | 23.27 | כן
L0102 | Mechanical Equipment | Kitchen hoods(one way) | 50x50 | 1 | 2025-05-25 | kitchen | 121.17 | כן
L0102 | Mechanical Equipment | Kitchen hoods(two ways) | 205Ñ…95 | 1 | 2025-05-25 | kitchen | 121.17 | כן
L0104 | Mechanical Equipment | M_Outside unit | Outside unit | 2 | 2025-05-25 | main lobby | 372.75 | כן
L0116 | Electrical Fixtures | Frame_Socket | Normal x2 | 28 | 2025-05-25 | OFFICES | 908.48 | לא
L0116 | Lighting Fixtures | Lighting_Emergency-Security_Daisalux-Lens-L_CD-FR | Emergency LENS LF3 (CD) | 1 | 2025-05-25 | OFFICES | 908.48 | לא
L0116 | Lighting Fixtures | ×¡×™ ×œ×“ 6600 | 42W 4000K | 3 | 2025-05-25 | OFFICES | 908.48 | לא
L0116 | Mechanical Equipment | Fan-Stand_Alone-Twin_City_Fan_ | Fan 150 CLI | 1 | 2025-05-25 | OFFICES | 908.48 | לא
L0117 | Mechanical Equipment | AHU 6000 CFM | AHU 6000 CFM | 2 | 2025-05-25 | AUDITORIUM STOTAGE | 54.28 | כן
L0130 | Mechanical Equipment | Electrical cabinet | Electrical cabinet | 1 | 2025-05-25 | AV room | 14.79 | לא
L0131 | Mechanical Equipment | Fan-Stand_Alone-Twin_City_Fan_ | Fan 122 CLII | 1 | 2025-05-25 | kitchen | 398.2 | לא
L0131 | Mechanical Equipment | Kitchen hoods(one way) | 205Ñ…95 | 1 | 2025-05-25 | kitchen | 398.2 | לא
L0131 | Mechanical Equipment | Kitchen hoods(three ways) | 660 Ñ…145 | 1 | 2025-05-25 | kitchen | 398.2 | לא
L0131 | Mechanical Equipment | Kitchen hoods(two ways) | 100Ñ…80 | 2 | 2025-05-25 | kitchen | 398.2 | לא
L0131 | Mechanical Equipment | Kitchen hoods(two ways) | 350Ñ…120 | 1 | 2025-05-25 | kitchen | 398.2 | לא
L0131 | Mechanical Equipment | Kitchen hoods(two ways) | 490Ñ…140 | 1 | 2025-05-25 | kitchen | 398.2 | לא
L0131 | Mechanical Equipment | M_Mechanical Equipment_Inert Base | 80x115 | 1 | 2025-05-25 | kitchen | 398.2 | לא
L0135 | Lighting Fixtures | EXIT Base_Ceiling_Wall_R18 | Exit | 1 | 2025-05-25 | hall intrence | 651.44 | לא
L0141 | Electrical Fixtures | Frame_Socket | FOR LSS UPS | 4 | 2025-05-25 | OCC | 49.82 | כן
L1001 | Electrical Fixtures | Frame_Socket | Type 2 | 4 | 2025-05-19 | shelter | 51.41 | כן
L1001 | Mechanical Equipment | AWSQ 1000 | AWSQ 1000 | 1 | 2025-05-19 | shelter | 51.41 | כן
L1001 | Mechanical Equipment | AWSQ 1500 | AWSQ 1500 | 1 | 2025-05-19 | shelter | 51.41 | כן
L1002 | Electrical Fixtures | Frame_Socket | Normal x1 WP | 1 | 2025-05-19 | men w.c | 13.33 | לא
L1002 | Electrical Fixtures | Frame_Socket | Type 2 | 3 | 2025-05-19 | men w.c | 13.33 | לא
L1005 | Mechanical Equipment | AW 800 | AW 800 | 1 | 2025-05-19 | elevators Lobby | 31.72 | כן
L1011 | Electrical Fixtures | Frame_Socket | Type 2 | 5 | 2025-05-19 | shelter | 51.42 | כן
L1011 | Mechanical Equipment | AWSQ 1000 | AWSQ 1000 | 1 | 2025-05-19 | shelter | 51.42 | כן
L1011 | Mechanical Equipment | AWSQ 1500 | AWSQ 1500 | 1 | 2025-05-19 | shelter | 51.42 | כן
L1012 | Lighting Fixtures | ×¡×™ ×œ×“ 6600 | 42W 4000K | 1 | 2025-05-19 | plumbing shaft | 8.19 | כן
L1015 | Electrical Equipment | M_Circuit Breaker Switchboard | 100mmx46mm | 2 | 2025-05-19 | it /security room | 31.2 | לא
L1015 | Electrical Equipment | M_Transformer Switchboard | 400mmx250mmx600h | 2 | 2025-05-19 | it /security room | 31.2 | לא
L1015 | Electrical Fixtures | SOCKETS1 | x×©×§×¢ ×ª×§×©×•×¨×ª 2 | 2 | 2025-05-19 | it /security room | 31.2 | לא
L1015 | Lighting Fixtures | Lighting_Emergency-Security_Daisalux-Lens-L_CD-FR | Emergency LENS LF3 (CD) | 2 | 2025-05-19 | it /security room | 31.2 | לא
L1015 | Lighting Fixtures | ×¡×™ ×œ×“ 6600 | 42W 4000K | 9 | 2025-05-19 | it /security room | 31.2 | לא
L1015 | Mechanical Equipment | AWV 1200 | AWV 1200 | 2 | 2025-05-19 | it /security room | 31.2 | לא
L1020 | Electrical Fixtures | Frame_Socket | Normal x1 WP | 1 | 2025-05-19 | women w.c | 13.43 | כן
L1020 | Electrical Fixtures | Frame_Socket | Type 2 | 3 | 2025-05-19 | women w.c | 13.43 | כן
L1021 | Electrical Equipment | Yani_Circuit breaker_SwitchBoard | 60x240x210 GEN | 1 | 2025-05-19 | electricity shaft | 2.77 | לא
L1021 | Electrical Fixtures | SOCKETS1 | x×©×§×¢ ×ª×§×©×•×¨×ª 2 | 1 | 2025-05-19 | electricity shaft | 2.77 | לא
L1023 | Electrical Equipment | Yani_Circuit breaker_SwitchBoard | 60x240x210 | 1 | 2025-05-19 | electricity shaft | 5.07 | כן
L1023 | Electrical Fixtures | SOCKETS1 | x×©×§×¢ ×ª×§×©×•×¨×ª 2 | 1 | 2025-05-19 | electricity shaft | 5.07 | כן
L1026 | Lighting Fixtures | ×¡×™ ×œ×“ 6600 | 42W 4000K | 2 | 2025-05-19 | LSS/FMS room | 7.93 | לא
L1028 | Electrical Fixtures | Frame_Socket | Type 2 | 1 | 2025-05-19 | recycling station | 1.77 | כן
L1030 | Electrical Fixtures | Frame_Socket | Type 2 | 2 | 2025-05-19 | recycling station | 1.77 | לא
L1031 | Electrical Fixtures | M_Junction Boxes - W | W | 1 | 2025-05-19 | cleaning room | 6.41 | כן
L1031 | Mechanical Equipment | AW 450 | AW 450 | 1 | 2025-05-19 | cleaning room | 6.41 | כן
L1032 | Electrical Fixtures | M_Junction Boxes - W | W | 1 | 2025-05-19 | cleaning room | 6.41 | לא
L1033 | Electrical Fixtures | Frame_Socket | FOR LSS UPS | 1 | 2025-05-19 | LSS shaft | 0.8 | לא
L1038 | Electrical Fixtures | Frame_Socket | Type 1 | 6 | 2025-05-19 | cardo | 1908.16 | לא
L1038 | Electrical Fixtures | Frame_Socket | Type 2 | 1 | 2025-05-19 | cardo | 1908.16 | לא
L1041 | Mechanical Equipment | AWSQ 450 | AWSQ 450 | 1 | 2025-05-19 | service zone (fire) | 9.86 | כן
L1043 | Electrical Fixtures | Frame_Socket | Normal x1 WP | 1 | 2025-05-19 | women w.c | 13.43 | לא
L1043 | Electrical Fixtures | Frame_Socket | Type 2 | 3 | 2025-05-19 | women w.c | 13.43 | לא
L1044 | Electrical Equipment | Yani_Circuit breaker_SwitchBoard | 60x240x210 GEN | 1 | 2025-05-19 | electricity shaft | 2.77 | לא
L1044 | Electrical Fixtures | SOCKETS1 | x×©×§×¢ ×ª×§×©×•×¨×ª 2 | 1 | 2025-05-19 | electricity shaft | 2.77 | לא
L1046 | Electrical Equipment | Yani_Circuit breaker_SwitchBoard | 60x240x210 | 1 | 2025-05-19 | electricity shaft | 4.32 | כן
L1046 | Electrical Fixtures | SOCKETS1 | x×©×§×¢ ×ª×§×©×•×¨×ª 2 | 1 | 2025-05-19 | electricity shaft | 4.32 | כן
L1049 | Lighting Fixtures | ×¡×™ ×œ×“ 6600 | 42W 4000K | 2 | 2025-05-19 | LSS/FMS room | 7.93 | לא
L1049 | Mechanical Equipment | AWSQ 450 | AWSQ 450 | 1 | 2025-05-19 | LSS/FMS room | 7.93 | לא
L1050 | Electrical Fixtures | Frame_Socket | Normal x1 WP | 1 | 2025-05-19 | men w.c | 13.33 | לא
L1050 | Electrical Fixtures | Frame_Socket | Type 2 | 3 | 2025-05-19 | men w.c | 13.33 | לא
L1053 | Electrical Fixtures | Frame_Socket | FOR LSS UPS | 1 | 2025-05-19 | LSS shaft | 0.8 | כן
L1056 | Electrical Fixtures | Frame_Socket | FOR LSS UPS | 1 | 2025-05-19 | HSSD | 0.79 | כן
L1056 | Electrical Fixtures | Frame_Socket | Type 2 | 1 | 2025-05-19 | HSSD | 0.79 | כן
L1058 | Electrical Fixtures | Frame_Socket | Normal x1 WP | 1 | 2025-05-19 | men w.c | 20.6 | לא
L1058 | Electrical Fixtures | Frame_Socket | Type 2 | 4 | 2025-05-19 | men w.c | 20.6 | לא
L1059 | Electrical Fixtures | M_Junction Boxes - W | W | 1 | 2025-05-19 | cleaning room | 8.32 | כן
L1066 | Mechanical Equipment | AWSQ 2000 | AWSQ 2000 | 1 | 2025-05-19 | shelter | 65.26 | לא
L1067 | Electrical Fixtures | Frame_Socket | FOR LSS UPS | 2 | 2025-05-19 | LSS/FMS room | 14.37 | כן
L1082 | Electrical Equipment | M_Circuit Breaker Switchboard | 100mmx46mm | 1 | 2025-05-19 | it /security room | 32.05 | כן
L1082 | Electrical Equipment | M_Transformer Switchboard | 400mmx250mmx600h | 2 | 2025-05-19 | it /security room | 32.05 | כן
L1082 | Electrical Fixtures | Frame_Socket | 1 AC GEN | 2 | 2025-05-19 | it /security room | 32.05 | כן
L1082 | Electrical Fixtures | SOCKETS1 | x×©×§×¢ ×ª×§×©×•×¨×ª 2 | 2 | 2025-05-19 | it /security room | 32.05 | כן
L1082 | Lighting Fixtures | ×¡×™ ×œ×“ 6600 | 42W 4000K | 9 | 2025-05-19 | it /security room | 32.05 | כן
L1083 | Electrical Equipment | Yani_Circuit breaker_SwitchBoard | 60x160x210 UPS | 1 | 2025-05-19 | electricity cabinet | 2.57 | כן
L1083 | Electrical Fixtures | SOCKETS1 | x×©×§×¢ ×ª×§×©×•×¨×ª 2 | 1 | 2025-05-19 | electricity cabinet | 2.57 | כן
L1084 | Electrical Equipment | Yani_Circuit breaker_SwitchBoard | 60x240x210 | 1 | 2025-05-19 | electricity cabinet | 6.68 | לא
L1084 | Electrical Equipment | Yani_Circuit breaker_SwitchBoard | 60x240x210 GEN | 1 | 2025-05-19 | electricity cabinet | 6.68 | לא
L1084 | Electrical Fixtures | SOCKETS1 | x×©×§×¢ ×ª×§×©×•×¨×ª 2 | 2 | 2025-05-19 | electricity cabinet | 6.68 | לא
L1087 | Electrical Equipment | M_Circuit Breaker Switchboard | 100mmx46mm | 2 | 2025-05-19 | it /security room | 31.2 | כן
L1087 | Electrical Equipment | M_Transformer Switchboard | 400mmx250mmx600h | 2 | 2025-05-19 | it /security room | 31.2 | כן
L1087 | Electrical Fixtures | SOCKETS1 | x×©×§×¢ ×ª×§×©×•×¨×ª 2 | 2 | 2025-05-19 | it /security room | 31.2 | כן
L1087 | Lighting Fixtures | ×¡×™ ×œ×“ 6600 | 42W 4000K | 9 | 2025-05-19 | it /security room | 31.2 | כן
L1089 | Electrical Fixtures | Frame_Socket | Normal x2 | 3 | 2025-05-19 | OFFICES | 538.88 | לא
L1089 | Electrical Fixtures | Frame_Socket | Type 1 | 47 | 2025-05-19 | OFFICES | 538.88 | לא
L1089 | Electrical Fixtures | Frame_Socket | Type 2 | 13 | 2025-05-19 | OFFICES | 538.88 | לא
L1090 | Electrical Equipment | E_Wall Junction Box_MEPcontent_ABB_KNX Box_INT-EN_Shared | 6131_38-183-500 | 2 | 2025-05-19 | OFFICES | 647.03 | לא
L1090 | Electrical Fixtures | Detector Presence | Presence WC LM detector Mov | 2 | 2025-05-19 | OFFICES | 647.03 | לא
L1090 | Electrical Fixtures | Frame_Socket | Normal x2 | 3 | 2025-05-19 | OFFICES | 647.03 | לא
L1090 | Electrical Fixtures | Frame_Socket | Type 1 | 72 | 2025-05-19 | OFFICES | 647.03 | לא
L1090 | Electrical Fixtures | Frame_Socket | Type 2 | 14 | 2025-05-19 | OFFICES | 647.03 | לא
L1091 | Electrical Fixtures | Frame_Socket | Type 1 | 25 | 2025-05-19 | OFFICES | 248.69 | כן
L1091 | Electrical Fixtures | Frame_Socket | Type 2 | 7 | 2025-05-19 | OFFICES | 248.69 | כן
L1096 | Electrical Fixtures | Frame_Socket | FOR LSS UPS | 1 | 2025-05-19 | HSSD | 0.65 | לא
L2001 | Lighting Fixtures | Lighting_Emergency-Security_Daisalux-Lens-L_CD-FR | Emergency LENS LF3 (CD) | 2 | 2025-05-19 | corridor | 17.81 | כן
L2003 | Electrical Fixtures | Frame_Socket | Type 2 | 4 | 2025-05-06 | shelter | 51.68 | לא
L2003 | Lighting Fixtures | EXIT Base_Ceiling_Wall_R18 | Exit | 1 | 2025-05-06 | shelter | 51.68 | לא
L2003 | Lighting Fixtures | Lighting_Emergency-Security_Daisalux-Lens-L_CD-FR | Emergency LENS LF3 (CD) | 3 | 2025-05-06 | shelter | 51.68 | לא
L2003 | Lighting Fixtures | ×¡×™ ×œ×“ 6600 | 42W 4000K | 1 | 2025-05-06 | shelter | 51.68 | לא
L2003 | Mechanical Equipment | AWSQ 1000(right) | AWSQ 1000 | 1 | 2025-05-06 | shelter | 51.68 | לא
L2003 | Mechanical Equipment | AWSQ 1500(right) | AWSQ 1500 | 1 | 2025-05-06 | shelter | 51.68 | לא
L2004 | Electrical Fixtures | Frame_Socket | Normal x1 WP | 1 | 2025-05-06 | men w.c | 13.49 | כן
L2004 | Electrical Fixtures | Frame_Socket | Type 2 | 3 | 2025-05-06 | men w.c | 13.49 | כן
L2004 | Lighting Fixtures | Lighting_Emergency-Security_Daisalux-Lens-L_CD-FR | Emergency LENS LF3 (CD) | 2 | 2025-05-06 | men w.c | 13.49 | כן
L2004 | Lighting Fixtures | M_Ceiling Light - Linear Box1 | Emergency Lamp | 1 | 2025-05-06 | men w.c | 13.49 | כן
L2007 | Lighting Fixtures | Lighting_Emergency-Security_Daisalux-Lens-L_CD-FR | Emergency LENS LF3 (CD) | 2 | 2025-05-06 | elevators Lobby | 32.18 | לא
L2007 | Mechanical Equipment | AW 800(right) | AW 800 | 1 | 2025-05-06 | elevators Lobby | 32.18 | לא
L2009 | Electrical Equipment | M_Circuit Breaker Switchboard | 100mmx46mm | 2 | 2025-05-06 | it /security room | 32.4 | לא
L2009 | Electrical Equipment | M_Transformer Switchboard | 400mmx250mmx600h | 2 | 2025-05-06 | it /security room | 32.4 | לא
L2009 | Electrical Fixtures | Frame_Socket | Gen | 2 | 2025-05-06 | it /security room | 32.4 | לא
L2009 | Electrical Fixtures | SOCKETS1 | x×©×§×¢ ×ª×§×©×•×¨×ª 2 | 2 | 2025-05-06 | it /security room | 32.4 | לא
L2009 | Electrical Fixtures | Socket_Cee_R19 | GEN CEE_1x16A_1Ph | 6 | 2025-05-06 | it /security room | 32.4 | לא
L2009 | Electrical Fixtures | Socket_Cee_R19 | UPS CEE_1x16A_1Ph | 6 | 2025-05-06 | it /security room | 32.4 | לא
L2009 | Lighting Fixtures | Lighting_Emergency-Security_Daisalux-Lens-L_CD-FR | Emergency LENS LF3 (CD) | 2 | 2025-05-06 | it /security room | 32.4 | לא
L2009 | Lighting Fixtures | ×¡×™ ×œ×“ 6600 | 42W 4000K | 9 | 2025-05-06 | it /security room | 32.4 | לא
L2009 | Mechanical Equipment | AWV 1200 | AWV 1200 | 2 | 2025-05-06 | it /security room | 32.4 | לא
L2010 | Lighting Fixtures | Lighting_Emergency-Security_Daisalux-Lens-L_CD-FR | Emergency LENS LF3 (CD) | 1 | 2025-05-06 | service zone (fire) | 9.86 | לא
L2010 | Mechanical Equipment | AWSQ 450(right) | AWSQ 450 | 1 | 2025-05-06 | service zone (fire) | 9.86 | לא
L2013 | Electrical Fixtures | Frame_Socket | Normal x1 WP | 1 | 2025-05-06 | women w.c | 13.59 | לא
L2013 | Electrical Fixtures | Frame_Socket | Type 2 | 3 | 2025-05-06 | women w.c | 13.59 | לא
L2013 | Lighting Fixtures | Lighting_Emergency-Security_Daisalux-Lens-L_CD-FR | Emergency LENS LF3 (CD) | 2 | 2025-05-06 | women w.c | 13.59 | לא
L2014 | Electrical Equipment | Yani_Circuit breaker_SwitchBoard | 60x240x210 GEN | 1 | 2025-05-06 | electricity shaft | 5.08 | כן
L2014 | Electrical Fixtures | SOCKETS1 | x×©×§×¢ ×ª×§×©×•×¨×ª 2 | 1 | 2025-05-06 | electricity shaft | 5.08 | כן
L2016 | Electrical Equipment | Yani_Circuit breaker_SwitchBoard | 60x240x210 | 1 | 2025-05-06 | electricity shaft | 4.41 | כן
L2016 | Electrical Fixtures | SOCKETS1 | x×©×§×¢ ×ª×§×©×•×¨×ª 2 | 1 | 2025-05-06 | electricity shaft | 4.41 | כן
L2021 | Lighting Fixtures | ×¡×™ ×œ×“ 6600 | 42W 4000K | 2 | 2025-05-06 | LSS/FMS room | 8.19 | כן
L2021 | Mechanical Equipment | AWSQ 450(right) | AWSQ 450 | 1 | 2025-05-06 | LSS/FMS room | 8.19 | כן
L2024 | Electrical Fixtures | Frame_Socket | FOR LSS UPS | 1 | 2025-05-06 | LSS shaft | 0.9 | לא
L2025 | Electrical Fixtures | M_Junction Boxes - W | W | 1 | 2025-05-06 | cleaning room | 6.41 | כן
L2025 | Mechanical Equipment | AW 450(right) | AW 450 | 1 | 2025-05-06 | cleaning room | 6.41 | כן
L2028 | Electrical Fixtures | Frame_Socket | Normal x2 | 2 | 2025-05-06 | shelter | 51.68 | כן
L2028 | Electrical Fixtures | Frame_Socket | Type 2 | 2 | 2025-05-06 | shelter | 51.68 | כן
L2028 | Lighting Fixtures | EXIT Base_Ceiling_Wall_R18 | Exit | 1 | 2025-05-06 | shelter | 51.68 | כן
L2028 | Lighting Fixtures | Lighting_Emergency-Security_Daisalux-Lens-L_CD-FR | Emergency LENS LF3 (CD) | 3 | 2025-05-06 | shelter | 51.68 | כן
L2028 | Mechanical Equipment | AWSQ 1000(right) | AWSQ 1000 | 1 | 2025-05-06 | shelter | 51.68 | כן
L2028 | Mechanical Equipment | AWSQ 1500(right) | AWSQ 1500 | 1 | 2025-05-06 | shelter | 51.68 | כן
L2029 | Electrical Fixtures | Frame_Socket | Normal x1 WP | 1 | 2025-05-06 | men w.c | 13.49 | לא
L2029 | Electrical Fixtures | Frame_Socket | Type 2 | 3 | 2025-05-06 | men w.c | 13.49 | לא
L2029 | Lighting Fixtures | Lighting_Emergency-Security_Daisalux-Lens-L_CD-FR | Emergency LENS LF3 (CD) | 2 | 2025-05-06 | men w.c | 13.49 | לא
L2033 | Electrical Equipment | M_Circuit Breaker Switchboard | 100mmx46mm | 2 | 2025-05-06 | it /security room | 32.4 | לא
L2033 | Electrical Equipment | M_Transformer Switchboard | 400mmx250mmx600h | 2 | 2025-05-06 | it /security room | 32.4 | לא
L2033 | Electrical Fixtures | Frame_Socket | Gen | 2 | 2025-05-06 | it /security room | 32.4 | לא
L2033 | Electrical Fixtures | SOCKETS1 | x×©×§×¢ ×ª×§×©×•×¨×ª 2 | 2 | 2025-05-06 | it /security room | 32.4 | לא
L2033 | Electrical Fixtures | Socket_Cee_R19 | GEN CEE_1x16A_1Ph | 12 | 2025-05-06 | it /security room | 32.4 | לא
L2033 | Electrical Fixtures | Socket_Cee_R19 | UPS CEE_1x16A_1Ph | 12 | 2025-05-06 | it /security room | 32.4 | לא
L2033 | Lighting Fixtures | Lighting_Emergency-Security_Daisalux-Lens-L_CD-FR | Emergency LENS LF3 (CD) | 2 | 2025-05-06 | it /security room | 32.4 | לא
L2033 | Lighting Fixtures | ×¡×™ ×œ×“ 6600 | 42W 4000K | 9 | 2025-05-06 | it /security room | 32.4 | לא
L2033 | Mechanical Equipment | AWV 1200 | AWV 1200 | 2 | 2025-05-06 | it /security room | 32.4 | לא
L2034 | Lighting Fixtures | Lighting_Emergency-Security_Daisalux-Lens-L_CD-FR | Emergency LENS LF3 (CD) | 1 | 2025-05-06 | service zone (fire) | 9.86 | לא
L2034 | Mechanical Equipment | AWSQ 450(right) | AWSQ 450 | 1 | 2025-05-06 | service zone (fire) | 9.86 | לא
L2038 | Electrical Fixtures | Frame_Socket | Normal x1 WP | 1 | 2025-05-06 | women w.c | 13.59 | לא
L2038 | Electrical Fixtures | Frame_Socket | Type 2 | 3 | 2025-05-06 | women w.c | 13.59 | לא
L2038 | Lighting Fixtures | Lighting_Emergency-Security_Daisalux-Lens-L_CD-FR | Emergency LENS LF3 (CD) | 2 | 2025-05-06 | women w.c | 13.59 | לא
L2039 | Electrical Equipment | Yani_Circuit breaker_SwitchBoard | 60x240x210 GEN | 1 | 2025-05-06 | electricity shaft | 5.07 | כן
L2039 | Electrical Fixtures | SOCKETS1 | x×©×§×¢ ×ª×§×©×•×¨×ª 2 | 1 | 2025-05-06 | electricity shaft | 5.07 | כן
L2041 | Electrical Equipment | Yani_Circuit breaker_SwitchBoard | 60x240x210 | 1 | 2025-05-06 | electricity shaft | 5.16 | כן
L2041 | Electrical Fixtures | SOCKETS1 | x×©×§×¢ ×ª×§×©×•×¨×ª 2 | 1 | 2025-05-06 | electricity shaft | 5.16 | כן
L2043 | Lighting Fixtures | Lighting_Emergency-Security_Daisalux-Lens-L_CD-FR | Emergency LENS LF3 (CD) | 1 | 2025-05-06 | LSS/FMS room | 8.19 | לא
L2043 | Lighting Fixtures | ×¡×™ ×œ×“ 6600 | 42W 4000K | 2 | 2025-05-06 | LSS/FMS room | 8.19 | לא
L2043 | Mechanical Equipment | AWSQ 450(right) | AWSQ 450 | 1 | 2025-05-06 | LSS/FMS room | 8.19 | לא
L2044 | Lighting Fixtures | Lighting_Emergency-Security_Daisalux-Lens-L_CD-FR | Emergency LENS LF3 (CD) | 2 | 2025-05-06 | elevators Lobby | 32.35 | כן
L2044 | Lighting Fixtures | ×¡×™ ×œ×“ 6600 | 42W 4000K | 1 | 2025-05-06 | elevators Lobby | 32.35 | כן
L2044 | Mechanical Equipment | AW 800(right) | AW 800 | 1 | 2025-05-06 | elevators Lobby | 32.35 | כן
L2045 | Electrical Fixtures | BOX D | TV | 1 | 2025-05-10 | corridor | 17.9 | כן
L2045 | Lighting Fixtures | Lighting_Emergency-Security_Daisalux-Lens-L_CD-FR | Emergency LENS LF3 (CD) | 2 | 2025-05-10 | corridor | 17.9 | כן
L2046 | Electrical Fixtures | Frame_Socket | FOR LSS UPS | 1 | 2025-05-10 | LSS shaft | 0.9 | כן
L2050 | Electrical Fixtures | Frame_Socket | Type 2 | 1 | 2025-05-10 | HSSD | 1 | כן
L2055 | Electrical Fixtures | Frame_Socket | Normal x1 WP | 1 | 2025-05-10 | women w.c | 19.84 | כן
L2055 | Electrical Fixtures | Frame_Socket | Type 2 | 5 | 2025-05-10 | women w.c | 19.84 | כן
L2055 | Lighting Fixtures | Lighting_Emergency-Security_Daisalux-Lens-L_CD-FR | Emergency LENS LF3 (CD) | 2 | 2025-05-10 | women w.c | 19.84 | כן
L2056 | Electrical Fixtures | Frame_Socket | Normal x1 WP | 1 | 2025-05-10 | men w.c | 20.93 | כן
L2056 | Electrical Fixtures | Frame_Socket | Type 2 | 4 | 2025-05-10 | men w.c | 20.93 | כן
L2056 | Lighting Fixtures | Lighting_Emergency-Security_Daisalux-Lens-L_CD-FR | Emergency LENS LF3 (CD) | 2 | 2025-05-10 | men w.c | 20.93 | כן
L2057 | Electrical Fixtures | M_Junction Boxes - W | W | 1 | 2025-05-10 | cleaning room | 8.47 | כן
L2057 | Lighting Fixtures | ×¡×™ ×œ×“ 6600 | 42W 4000K | 1 | 2025-05-10 | cleaning room | 8.47 | כן
L2059 | Electrical Fixtures | Frame_Socket | Normal x2 | 1 | 2025-05-10 | restaurant exhaust shaft | 7.47 | לא
L2060 | Electrical Fixtures | Frame_Socket | Normal x2 | 1 | 2025-05-10 | room 2 | 12.74 | לא
L2060 | Lighting Fixtures | ×¡×™ ×œ×“ 6600 | 42W 4000K | 1 | 2025-05-10 | room 2 | 12.74 | לא
L2064 | Electrical Fixtures | Frame_Socket | Type 1 | 1 | 2025-05-10 | shelter | 64.67 | כן
L2064 | Electrical Fixtures | Frame_Socket | Type 2 | 1 | 2025-05-10 | shelter | 64.67 | כן
L2064 | Lighting Fixtures | EXIT Base_Ceiling_Wall_R18 | Exit | 2 | 2025-05-10 | shelter | 64.67 | כן
L2064 | Lighting Fixtures | Lighting_Emergency-Security_Daisalux-Lens-L_CD-FR | Emergency LENS LF3 (CD) | 2 | 2025-05-10 | shelter | 64.67 | כן
L2064 | Mechanical Equipment | AWSQ 2000(right) | AWSQ 2000 | 1 | 2025-05-10 | shelter | 64.67 | כן
L2065 | Electrical Fixtures | Frame_Socket | FOR LSS UPS | 2 | 2025-05-10 | LSS/FMS room | 14.37 | לא
L2065 | Electrical Fixtures | Frame_Socket | Normal x2 | 1 | 2025-05-10 | LSS/FMS room | 14.37 | לא
L2065 | Lighting Fixtures | Lighting_Emergency-Security_Daisalux-Lens-L_CD-FR | Emergency LENS LF3 (CD) | 1 | 2025-05-10 | LSS/FMS room | 14.37 | לא
L2065 | Lighting Fixtures | ×¡×™ ×œ×“ 6600 | 42W 4000K | 2 | 2025-05-10 | LSS/FMS room | 14.37 | לא
L2067 | Lighting Fixtures | ×¡×™ ×œ×“ 6600 | 42W 4000K | 1 | 2025-05-10 | Systems room | 4.71 | לא
L2076 | Lighting Fixtures | Lighting_Emergency-Security_Daisalux-Lens-L_CD-FR | Emergency LENS LF3 (CD) | 1 | 2025-05-10 | smoke lobby | 12.33 | לא
L2077 | Lighting Fixtures | Lighting_Emergency-Security_Daisalux-Lens-L_CD-FR | Emergency LENS LF3 (CD) | 2 | 2025-05-10 | elevators Lobby | 36.82 | כן
L2078 | Lighting Fixtures | Lighting_Emergency-Security_Daisalux-Lens-L_CD-FR | Emergency LENS LF3 (CD) | 2 | 2025-05-10 | corridor | 20.34 | כן
L2079 | Electrical Equipment | M_Circuit Breaker Switchboard | 100mmx46mm | 1 | 2025-05-10 | it /security room | 32.85 | לא
L2079 | Electrical Equipment | M_Transformer Switchboard | 400mmx250mmx600h | 2 | 2025-05-10 | it /security room | 32.85 | לא
L2079 | Electrical Fixtures | SOCKETS1 | x×©×§×¢ ×ª×§×©×•×¨×ª 2 | 2 | 2025-05-10 | it /security room | 32.85 | לא
L2079 | Lighting Fixtures | Lighting_Emergency-Security_Daisalux-Lens-L_CD-FR | Emergency LENS LF3 (CD) | 2 | 2025-05-10 | it /security room | 32.85 | לא
L2079 | Lighting Fixtures | ×¡×™ ×œ×“ 6600 | 42W 4000K | 9 | 2025-05-10 | it /security room | 32.85 | לא
L2080 | Electrical Equipment | Yani_Circuit breaker_SwitchBoard | 60x160x210 UPS | 1 | 2025-05-10 | electricity cabinet | 2.56 | כן
L2080 | Electrical Fixtures | SOCKETS1 | x×©×§×¢ ×ª×§×©×•×¨×ª 2 | 1 | 2025-05-10 | electricity cabinet | 2.56 | כן
L2081 | Electrical Equipment | Yani_Circuit breaker_SwitchBoard | 60x240x210 | 1 | 2025-05-10 | electricity cabinet | 7.61 | לא
L2081 | Electrical Equipment | Yani_Circuit breaker_SwitchBoard | 60x240x210 GEN | 1 | 2025-05-10 | electricity cabinet | 7.61 | לא
L2081 | Electrical Fixtures | SOCKETS1 | x×©×§×¢ ×ª×§×©×•×¨×ª 2 | 2 | 2025-05-10 | electricity cabinet | 7.61 | לא
L2085 | Electrical Fixtures | M_Junction Boxes - W | W | 1 | 2025-05-10 | cleaning room | 6.41 | כן
L2087 | Mechanical Equipment | AWV 2500 | AWV 2500 | 1 | 2025-05-10 | OFFICES | 102.28 | לא
L2089 | Lighting Fixtures | EXIT Base_Ceiling_Wall_R18 | Exit | 1 | 2025-05-10 | corridor | 28.76 | לא
L2089 | Lighting Fixtures | Lighting_Emergency-Security_Daisalux-Lens-L_CD-FR | Emergency LENS LF3 (CD) | 2 | 2025-05-10 | corridor | 28.76 | לא
L2090 | Electrical Equipment | E_Wall Junction Box_MEPcontent_ABB_KNX Box_INT-EN_Shared | 6131_38-183-500 | 5 | 2025-05-10 | OFFICES | 4338.74 | לא
L2090 | Electrical Fixtures | Detector Presence | Presence WC LM detector Mov | 5 | 2025-05-10 | OFFICES | 4338.74 | לא
L2090 | Electrical Fixtures | Frame_Socket | Normal x2 | 24 | 2025-05-10 | OFFICES | 4338.74 | לא
L2090 | Electrical Fixtures | Frame_Socket | Type 1 | 577 | 2025-05-10 | OFFICES | 4338.74 | לא
L2090 | Electrical Fixtures | Frame_Socket | Type 2 | 82 | 2025-05-10 | OFFICES | 4338.74 | לא
L2090 | Lighting Fixtures | EXIT Base_Ceiling_Wall_R18 | Exit | 28 | 2025-05-10 | OFFICES | 4338.74 | לא
L2090 | Lighting Fixtures | Lighting_Emergency-Security_Daisalux-Lens-L_CD-FR | Emergency LENS LF3 (CD) | 131 | 2025-05-10 | OFFICES | 4338.74 | לא
L2095 | Electrical Fixtures | Frame_Socket | FOR LSS UPS | 1 | 2025-05-10 | HSSD | 0.65 | כן
L2099 | Lighting Fixtures | EXIT Base_Ceiling_Wall_R18 | Exit | 1 | 2025-05-10 | corridor | 21.2 | כן
L2099 | Lighting Fixtures | Lighting_Emergency-Security_Daisalux-Lens-L_CD-FR | Emergency LENS LF3 (CD) | 3 | 2025-05-10 | corridor | 21.2 | כן
L2100 | Lighting Fixtures | EXIT Base_Ceiling_Wall_R18 | Exit | 1 | 2025-05-10 | corridor | 19.8 | כן
L2100 | Lighting Fixtures | Lighting_Emergency-Security_Daisalux-Lens-L_CD-FR | Emergency LENS LF3 (CD) | 2 | 2025-05-10 | corridor | 19.8 | כן
L2100 | Lighting Fixtures | ×¡×™ ×œ×“ 6600 | 42W 4000K | 1 | 2025-05-10 | corridor | 19.8 | כן
L2102 | Lighting Fixtures | Lighting_Emergency-Security_Daisalux-Lens-L_CD-FR | Emergency LENS LF3 (CD) | 1 | 2025-05-10 | corridor | 12.91 | לא
L2103 | Lighting Fixtures | Lighting_Emergency-Security_Daisalux-Lens-L_CD-FR | Emergency LENS LF3 (CD) | 2 | 2025-05-10 | corridor | 19.91 | לא
L2104 | Electrical Fixtures | Frame_Socket | Normal x2 | 3 | 2025-05-10 | CARDO | 2057.84 | כן
L2104 | Electrical Fixtures | Frame_Socket | Type 2 | 2 | 2025-05-10 | CARDO | 2057.84 | כן
L2104 | Lighting Fixtures | EXIT Base_Ceiling_Wall_R18 | Exit | 7 | 2025-05-10 | CARDO | 2057.84 | כן
L2104 | Lighting Fixtures | Lighting_Emergency-Security_Daisalux-Lens-L_CD-FR | Emergency LENS LF3 (CD) | 22 | 2025-05-10 | CARDO | 2057.84 | כן
L3001 | Lighting Fixtures | 60x60 PANTALED | 42W 4000K 24h | 7 | 2025-05-25 | MEETING ROOM | 31.19 | כן
L3001 | Lighting Fixtures | Lighting Pendant Fritz Hansen | Caravaggio | 2 | 2025-05-25 | MEETING ROOM | 31.19 | כן
L3002 | Electrical Fixtures | Frame_Socket | 1 AC | 2 | 2025-05-06 | shelter | 51.67 | לא
L3002 | Electrical Fixtures | Frame_Socket | Normal x1 | 2 | 2025-05-06 | shelter | 51.67 | לא
L3002 | Electrical Fixtures | Frame_Socket | Type 2 | 4 | 2025-05-06 | shelter | 51.67 | לא
L3002 | Lighting Fixtures | EXIT Base_Ceiling_Wall_R18 | Exit | 1 | 2025-05-06 | shelter | 51.67 | לא
L3002 | Lighting Fixtures | Lighting_Emergency-Security_Daisalux-Lens-L_CD-FR | Emergency LENS LF3 (CD) | 3 | 2025-05-06 | shelter | 51.67 | לא
L3002 | Mechanical Equipment | AWSQ 1000(right) | AWSQ 1000 | 1 | 2025-05-06 | shelter | 51.67 | לא
L3002 | Mechanical Equipment | AWSQ 1500(right) | AWSQ 1500 | 1 | 2025-05-06 | shelter | 51.67 | לא
L3003 | Electrical Fixtures | Frame_Socket | Normal x1 WP | 1 | 2025-05-06 | men w.c | 13.49 | כן
L3003 | Electrical Fixtures | Frame_Socket | Type 2 | 3 | 2025-05-06 | men w.c | 13.49 | כן
L3003 | Lighting Fixtures | Lighting_Emergency-Security_Daisalux-Lens-L_CD-FR | Emergency LENS LF3 (CD) | 2 | 2025-05-06 | men w.c | 13.49 | כן
L3004 | Electrical Fixtures | Frame_Socket | Normal x2 | 1 | 2025-05-06 | plumbing shaft | 8.19 | כן
L3006 | Lighting Fixtures | Lighting_Emergency-Security_Daisalux-Lens-L_CD-FR | Emergency LENS LF3 (CD) | 2 | 2025-05-06 | elevators Lobby | 32.18 | לא
L3006 | Mechanical Equipment | AW 800(right) | AW 800 | 1 | 2025-05-06 | elevators Lobby | 32.18 | לא
L3007 | Lighting Fixtures | ×¡×™ ×œ×“ 6600 | 42W 4000K 24h | 1 | 2025-05-06 | passengers elevators | 14.82 | כן
L3008 | Electrical Equipment | M_Circuit Breaker Switchboard | 100mmx46mm | 2 | 2025-05-06 | it /security room | 32.4 | כן
L3008 | Electrical Equipment | M_Transformer Switchboard | 400mmx250mmx600h | 2 | 2025-05-06 | it /security room | 32.4 | כן
L3008 | Electrical Fixtures | Frame_Socket | Gen | 2 | 2025-05-06 | it /security room | 32.4 | כן
L3008 | Electrical Fixtures | SOCKETS1 | x×©×§×¢ ×ª×§×©×•×¨×ª 2 | 2 | 2025-05-06 | it /security room | 32.4 | כן
L3008 | Electrical Fixtures | Socket_Cee_R19 | GEN CEE_1x16A_1Ph | 6 | 2025-05-06 | it /security room | 32.4 | כן
L3008 | Electrical Fixtures | Socket_Cee_R19 | UPS CEE_1x16A_1Ph | 6 | 2025-05-06 | it /security room | 32.4 | כן
L3008 | Lighting Fixtures | Lighting_Emergency-Security_Daisalux-Lens-L_CD-FR | Emergency LENS LF3 (CD) | 2 | 2025-05-06 | it /security room | 32.4 | כן
L3008 | Lighting Fixtures | ×¡×™ ×œ×“ 6600 | 42W 4000K | 10 | 2025-05-06 | it /security room | 32.4 | כן
L3008 | Mechanical Equipment | AWV 1200 | AWV 1200 | 2 | 2025-05-06 | it /security room | 32.4 | כן
L3009 | Lighting Fixtures | Lighting_Emergency-Security_Daisalux-Lens-L_CD-FR | Emergency LENS LF3 (CD) | 2 | 2025-05-06 | elevators Lobby | 32.35 | לא
L3009 | Mechanical Equipment | AW 800(right) | AW 800 | 1 | 2025-05-06 | elevators Lobby | 32.35 | לא
L3010 | Lighting Fixtures | Lighting_Emergency-Security_Daisalux-Lens-L_CD-FR | Emergency LENS LF3 (CD) | 1 | 2025-05-06 | service zone (fire) | 9.86 | לא
L3010 | Mechanical Equipment | AWSQ 450(right) | AWSQ 450 | 1 | 2025-05-06 | service zone (fire) | 9.86 | לא
L3013 | Electrical Fixtures | Frame_Socket | Normal x1 WP | 1 | 2025-05-06 | women w.c | 13.59 | לא
L3013 | Electrical Fixtures | Frame_Socket | Type 2 | 3 | 2025-05-06 | women w.c | 13.59 | לא
L3013 | Lighting Fixtures | Lighting_Emergency-Security_Daisalux-Lens-L_CD-FR | Emergency LENS LF3 (CD) | 2 | 2025-05-06 | women w.c | 13.59 | לא
L3014 | Electrical Equipment | Yani_Circuit breaker_SwitchBoard | 60x240x210 GEN | 1 | 2025-05-06 | electricity shaft | 3.08 | כן
L3014 | Electrical Fixtures | SOCKETS1 | x×©×§×¢ ×ª×§×©×•×¨×ª 2 | 1 | 2025-05-06 | electricity shaft | 3.08 | כן
L3017 | Electrical Fixtures | Frame_Socket | Normal x2 | 1 | 2025-05-06 | LSS/FMS room | 8.19 | לא
L3017 | Lighting Fixtures | Lighting_Emergency-Security_Daisalux-Lens-L_CD-FR | Emergency LENS LF3 (CD) | 2 | 2025-05-06 | LSS/FMS room | 8.19 | לא
L3017 | Mechanical Equipment | AWSQ 450(right) | AWSQ 450 | 1 | 2025-05-06 | LSS/FMS room | 8.19 | לא
L3018 | Electrical Equipment | Yani_Circuit breaker_SwitchBoard | 60x240x210 | 1 | 2025-05-06 | electricity shaft | 4.41 | לא
L3018 | Electrical Fixtures | SOCKETS1 | x×©×§×¢ ×ª×§×©×•×¨×ª 2 | 1 | 2025-05-06 | electricity shaft | 4.41 | לא
L3024 | Electrical Fixtures | Frame_Socket | FOR LSS UPS | 1 | 2025-05-06 | LSS shaft | 0.9 | לא
L3025 | Electrical Fixtures | M_Junction Boxes - W | W | 1 | 2025-05-06 | cleaning room | 6.41 | לא
L3025 | Mechanical Equipment | AW 450(right) | AW 450 | 1 | 2025-05-06 | cleaning room | 6.41 | לא
L3028 | Electrical Fixtures | Frame_Socket | 1 AC | 2 | 2025-05-06 | shelter | 51.68 | כן
L3028 | Electrical Fixtures | Frame_Socket | Type 2 | 4 | 2025-05-06 | shelter | 51.68 | כן
L3028 | Lighting Fixtures | EXIT Base_Ceiling_Wall_R18 | Exit | 1 | 2025-05-06 | shelter | 51.68 | כן
L3028 | Lighting Fixtures | Lighting_Emergency-Security_Daisalux-Lens-L_CD-FR | Emergency LENS LF3 (CD) | 3 | 2025-05-06 | shelter | 51.68 | כן
L3028 | Mechanical Equipment | AWSQ 1000(right) | AWSQ 1000 | 1 | 2025-05-06 | shelter | 51.68 | כן
L3028 | Mechanical Equipment | AWSQ 1500(right) | AWSQ 1500 | 1 | 2025-05-06 | shelter | 51.68 | כן
L3029 | Electrical Fixtures | Frame_Socket | Normal x1 WP | 1 | 2025-05-06 | men w.c | 13.49 | לא
L3029 | Electrical Fixtures | Frame_Socket | Type 2 | 3 | 2025-05-06 | men w.c | 13.49 | לא
L3029 | Lighting Fixtures | Lighting_Emergency-Security_Daisalux-Lens-L_CD-FR | Emergency LENS LF3 (CD) | 2 | 2025-05-06 | men w.c | 13.49 | לא
L3030 | Lighting Fixtures | ×¡×™ ×œ×“ 6600 | 42W 4000K | 2 | 2025-05-06 | plumbing shaft | 8.19 | כן
L3033 | Electrical Equipment | M_Circuit Breaker Switchboard | 100mmx46mm | 2 | 2025-05-06 | it /security room | 32.4 | כן
L3033 | Electrical Equipment | M_Transformer Switchboard | 400mmx250mmx600h | 2 | 2025-05-06 | it /security room | 32.4 | כן
L3033 | Electrical Fixtures | Frame_Socket | Gen | 2 | 2025-05-06 | it /security room | 32.4 | כן
L3033 | Electrical Fixtures | SOCKETS1 | x×©×§×¢ ×ª×§×©×•×¨×ª 2 | 2 | 2025-05-06 | it /security room | 32.4 | כן
L3033 | Electrical Fixtures | Socket_Cee_R19 | GEN CEE_1x16A_1Ph | 6 | 2025-05-06 | it /security room | 32.4 | כן
L3033 | Electrical Fixtures | Socket_Cee_R19 | UPS CEE_1x16A_1Ph | 6 | 2025-05-06 | it /security room | 32.4 | כן
L3033 | Lighting Fixtures | Lighting_Emergency-Security_Daisalux-Lens-L_CD-FR | Emergency LENS LF3 (CD) | 2 | 2025-05-06 | it /security room | 32.4 | כן
L3033 | Lighting Fixtures | ×¡×™ ×œ×“ 6600 | 42W 4000K | 9 | 2025-05-06 | it /security room | 32.4 | כן
L3033 | Mechanical Equipment | AWV 1200 | AWV 1200 | 2 | 2025-05-06 | it /security room | 32.4 | כן
L3034 | Lighting Fixtures | Lighting_Emergency-Security_Daisalux-Lens-L_CD-FR | Emergency LENS LF3 (CD) | 1 | 2025-05-06 | service zone (fire) | 9.86 | לא
L3034 | Mechanical Equipment | AWSQ 450(right) | AWSQ 450 | 1 | 2025-05-06 | service zone (fire) | 9.86 | לא
L3038 | Electrical Fixtures | Frame_Socket | Normal x1 WP | 1 | 2025-05-06 | women w.c | 13.59 | כן
L3038 | Electrical Fixtures | Frame_Socket | Type 2 | 3 | 2025-05-06 | women w.c | 13.59 | כן
L3038 | Lighting Fixtures | Lighting_Emergency-Security_Daisalux-Lens-L_CD-FR | Emergency LENS LF3 (CD) | 2 | 2025-05-06 | women w.c | 13.59 | כן
L3039 | Electrical Equipment | Yani_Circuit breaker_SwitchBoard | 60x240x210 GEN | 1 | 2025-05-06 | electricity shaft | 3.08 | כן
L3039 | Electrical Fixtures | SOCKETS1 | x×©×§×¢ ×ª×§×©×•×¨×ª 2 | 1 | 2025-05-06 | electricity shaft | 3.08 | כן
L3041 | Electrical Equipment | Yani_Circuit breaker_SwitchBoard | 60x240x210 | 1 | 2025-05-06 | electricity shaft | 5.16 | כן
L3041 | Electrical Fixtures | SOCKETS1 | x×©×§×¢ ×ª×§×©×•×¨×ª 2 | 1 | 2025-05-06 | electricity shaft | 5.16 | כן
L3044 | Electrical Fixtures | Frame_Socket | Normal x2 | 1 | 2025-05-06 | LSS/FMS room | 8.19 | לא
L3044 | Lighting Fixtures | ×¡×™ ×œ×“ 6600 | 42W 4000K | 2 | 2025-05-06 | LSS/FMS room | 8.19 | לא
L3044 | Mechanical Equipment | AWSQ 450(right) | AWSQ 450 | 1 | 2025-05-06 | LSS/FMS room | 8.19 | לא
L3045 | Lighting Fixtures | Lighting_Emergency-Security_Daisalux-Lens-L_CD-FR | Emergency LENS LF3 (CD) | 2 | 2025-05-06 | corridor | 18 | לא
L3046 | Electrical Fixtures | M_Junction Boxes - W | W | 1 | 2025-05-06 | cleaning room | 6.41 | לא
L3046 | Lighting Fixtures | ×¡×™ ×œ×“ 6600 | 42W 4000K | 1 | 2025-05-06 | cleaning room | 6.41 | לא
L3046 | Mechanical Equipment | AW 450(right) | AW 450 | 1 | 2025-05-06 | cleaning room | 6.41 | לא
L3047 | Electrical Fixtures | Frame_Socket | FOR LSS UPS | 1 | 2025-05-06 | LSS shaft | 0.9 | לא
L3053 | Electrical Fixtures | Frame_Socket | FOR LSS UPS | 1 | 2025-05-06 | HSSD | 1 | לא
L3055 | Electrical Fixtures | Frame_Socket | Normal x2 | 1 | 2025-05-06 | restaurant exhaust shaft | 7.47 | לא
L3055 | Lighting Fixtures | ×¡×™ ×œ×“ 6600 | 42W 4000K | 1 | 2025-05-06 | restaurant exhaust shaft | 7.47 | לא
L3056 | Lighting Fixtures | ×¡×™ ×œ×“ 6600 | 42W 4000K | 3 | 2025-05-06 | room 2 | 12.74 | כן
L3059 | Lighting Fixtures | ×¡×™ ×œ×“ 6600 | 42W 4000K | 1 | 2025-05-06 | plumbing shaft | 6.68 | כן
L3060 | Electrical Fixtures | Frame_Socket | 1 AC | 1 | 2025-05-06 | shelter | 64.66 | לא
L3060 | Electrical Fixtures | Frame_Socket | Type 2 | 4 | 2025-05-06 | shelter | 64.66 | לא
L3060 | Lighting Fixtures | EXIT Base_Ceiling_Wall_R18 | Exit | 2 | 2025-05-06 | shelter | 64.66 | לא
L3060 | Lighting Fixtures | Lighting_Emergency-Security_Daisalux-Lens-L_CD-FR | Emergency LENS LF3 (CD) | 2 | 2025-05-06 | shelter | 64.66 | לא
L3060 | Mechanical Equipment | AWSQ 2000(right) | AWSQ 2000 | 1 | 2025-05-06 | shelter | 64.66 | לא
L3062 | Lighting Fixtures | ×¡×™ ×œ×“ 6600 | 42W 4000K | 1 | 2025-05-06 | Systems room | 4.71 | כן
L3065 | Electrical Equipment | M_Circuit Breaker Switchboard | 100mmx46mm | 1 | 2025-05-06 | it /security room | 32.85 | כן
L3065 | Electrical Equipment | M_Transformer Switchboard | 400mmx250mmx600h | 2 | 2025-05-06 | it /security room | 32.85 | כן
L3065 | Electrical Fixtures | SOCKETS1 | x×©×§×¢ ×ª×§×©×•×¨×ª 2 | 2 | 2025-05-06 | it /security room | 32.85 | כן
L3065 | Lighting Fixtures | Lighting_Emergency-Security_Daisalux-Lens-L_CD-FR | Emergency LENS LF3 (CD) | 2 | 2025-05-06 | it /security room | 32.85 | כן
L3065 | Lighting Fixtures | ×¡×™ ×œ×“ 6600 | 42W 4000K | 9 | 2025-05-06 | it /security room | 32.85 | כן
L3065 | Mechanical Equipment | AWV 1200 | AWV 1200 | 2 | 2025-05-06 | it /security room | 32.85 | כן
L3069 | Lighting Fixtures | Lighting_Emergency-Security_Daisalux-Lens-L_CD-FR | Emergency LENS LF3 (CD) | 1 | 2025-05-06 | elevators Lobby | 37.26 | כן
L3070 | Lighting Fixtures | Lighting_Emergency-Security_Daisalux-Lens-L_CD-FR | Emergency LENS LF3 (CD) | 1 | 2025-05-06 | smoke lobby | 12.33 | לא
L3070 | Lighting Fixtures | M_Recessed Direct-Indirect Light - Asymmetrical | Topaz 1200mm 24h | 1 | 2025-05-06 | smoke lobby | 12.33 | לא
L3072 | Electrical Fixtures | Frame_Socket | Normal x1 WP | 1 | 2025-05-06 | women w.c | 19.84 | לא
L3072 | Electrical Fixtures | Frame_Socket | Type 2 | 5 | 2025-05-06 | women w.c | 19.84 | לא
L3072 | Lighting Fixtures | Lighting_Emergency-Security_Daisalux-Lens-L_CD-FR | Emergency LENS LF3 (CD) | 2 | 2025-05-06 | women w.c | 19.84 | לא
L3073 | Electrical Fixtures | Frame_Socket | Normal x1 WP | 1 | 2025-05-06 | men w.c | 20.89 | לא
L3073 | Electrical Fixtures | Frame_Socket | Type 2 | 4 | 2025-05-06 | men w.c | 20.89 | לא
L3073 | Lighting Fixtures | Lighting_Emergency-Security_Daisalux-Lens-L_CD-FR | Emergency LENS LF3 (CD) | 2 | 2025-05-06 | men w.c | 20.89 | לא
L3074 | Electrical Fixtures | M_Junction Boxes - W | W | 1 | 2025-05-06 | cleaning room | 8.51 | לא
L3078 | Electrical Equipment | Yani_Circuit breaker_SwitchBoard | 60x160x210 UPS | 1 | 2025-05-06 | electricity cabinet | 2.56 | לא
L3078 | Electrical Fixtures | SOCKETS1 | x×©×§×¢ ×ª×§×©×•×¨×ª 2 | 1 | 2025-05-06 | electricity cabinet | 2.56 | לא
L3079 | Electrical Equipment | Yani_Circuit breaker_SwitchBoard | 60x240x210 | 1 | 2025-05-06 | electricity cabinet | 7.62 | לא
L3079 | Electrical Equipment | Yani_Circuit breaker_SwitchBoard | 60x240x210 GEN | 1 | 2025-05-06 | electricity cabinet | 7.62 | לא
L3079 | Electrical Fixtures | SOCKETS1 | x×©×§×¢ ×ª×§×©×•×¨×ª 2 | 2 | 2025-05-06 | electricity cabinet | 7.62 | לא
L3081 | Lighting Fixtures | EXIT Base_Ceiling_Wall_R18 | Exit | 2 | 2025-05-06 | corridor | 29.19 | כן
L3081 | Lighting Fixtures | Lighting_Emergency-Security_Daisalux-Lens-L_CD-FR | Emergency LENS LF3 (CD) | 2 | 2025-05-06 | corridor | 29.19 | כן
L3082 | Lighting Fixtures | ×¡×™ ×œ×“ 6600 | 42W 4000K | 3 | 2025-05-06 | LSS/FMS room | 14.37 | לא
L3083 | Lighting Fixtures | Lighting_Emergency-Security_Daisalux-Lens-L_CD-FR | Emergency LENS LF3 (CD) | 2 | 2025-05-06 | corridor | 17.81 | כן
L3083 | Lighting Fixtures | ×¡×™ ×œ×“ 6600 | 42W 4000K | 1 | 2025-05-06 | corridor | 17.81 | כן
L3087 | Electrical Fixtures | Frame_Socket | Type 2 | 2 | 2025-05-06 | fly box | 13.89 | כן
L3088 | Electrical Fixtures | Frame_Socket | Type 2 | 2 | 2025-05-06 | fly box | 13.9 | לא
L3089 | Electrical Fixtures | Frame_Socket | Type 2 | 1 | 2025-05-06 | fly box | 13.75 | לא
L3090 | Electrical Fixtures | Frame_Socket | Type 2 | 1 | 2025-05-06 | fly box | 13.8 | לא
L3091 | Electrical Fixtures | Frame_Socket | Normal x2 | 23 | 2025-05-06 | OFFICES | 4650.08 | כן
L3091 | Electrical Fixtures | Frame_Socket | Type 1 | 529 | 2025-05-06 | OFFICES | 4650.08 | כן
L3091 | Electrical Fixtures | Frame_Socket | Type 2 | 80 | 2025-05-06 | OFFICES | 4650.08 | כן
L3091 | Lighting Fixtures | EXIT Base_Ceiling_Wall_R18 | Exit | 34 | 2025-05-06 | OFFICES | 4650.08 | כן
L3091 | Lighting Fixtures | Lighting_Emergency-Security_Daisalux-Lens-L_CD-FR | Emergency LENS LF3 (CD) | 150 | 2025-05-06 | OFFICES | 4650.08 | כן
L3096 | Electrical Fixtures | Frame_Socket | FOR LSS UPS | 2 | 2025-05-06 | HSSD | 0.65 | לא
L3104 | Lighting Fixtures | EXIT Base_Ceiling_Wall_R18 | Exit | 1 | 2025-05-06 | corridor | 22.23 | כן
L3104 | Lighting Fixtures | Lighting_Emergency-Security_Daisalux-Lens-L_CD-FR | Emergency LENS LF3 (CD) | 3 | 2025-05-06 | corridor | 22.23 | כן
L3105 | Lighting Fixtures | EXIT Base_Ceiling_Wall_R18 | Exit | 1 | 2025-05-06 | corridor | 19.1 | לא
L3105 | Lighting Fixtures | Lighting_Emergency-Security_Daisalux-Lens-L_CD-FR | Emergency LENS LF3 (CD) | 2 | 2025-05-06 | corridor | 19.1 | לא
L3106 | Lighting Fixtures | Lighting_Emergency-Security_Daisalux-Lens-L_CD-FR | Emergency LENS LF3 (CD) | 1 | 2025-05-06 | corridor | 12.96 | כן
L3107 | Lighting Fixtures | Lighting_Emergency-Security_Daisalux-Lens-L_CD-FR | Emergency LENS LF3 (CD) | 1 | 2025-05-06 | corridor | 12.9 | לא
L3108 | Lighting Fixtures | Lighting_Emergency-Security_Daisalux-Lens-L_CD-FR | Emergency LENS LF3 (CD) | 2 | 2025-05-06 | corridor | 19.91 | לא
L3109 | Lighting Fixtures | Lighting_Emergency-Security_Daisalux-Lens-L_CD-FR | Emergency LENS LF3 (CD) | 3 | 2025-05-06 | corridor | 25.45 | כן
L4002 | Electrical Fixtures | Frame_Socket | 1 AC | 3 | 2025-05-06 | shelter | 51.88 | כן
L4002 | Electrical Fixtures | Frame_Socket | Type 2 | 5 | 2025-05-06 | shelter | 51.88 | כן
L4002 | Lighting Fixtures | EXIT Base_Ceiling_Wall_R18 | Exit | 1 | 2025-05-06 | shelter | 51.88 | כן
L4002 | Lighting Fixtures | Lighting_Emergency-Security_Daisalux-Lens-L_CD-FR | Emergency LENS LF3 (CD) | 3 | 2025-05-06 | shelter | 51.88 | כן
L4002 | Mechanical Equipment | AWSQ 1200(right) | AWSQ 1200 | 1 | 2025-05-06 | shelter | 51.88 | כן
L4002 | Mechanical Equipment | AWSQ 700(right) | AWSQ 700 | 1 | 2025-05-06 | shelter | 51.88 | כן
L4003 | Electrical Fixtures | Frame_Socket | Normal x1 WP | 1 | 2025-05-06 | men w.c | 13.49 | לא
L4003 | Electrical Fixtures | Frame_Socket | Type 2 | 3 | 2025-05-06 | men w.c | 13.49 | לא
L4003 | Lighting Fixtures | Lighting_Emergency-Security_Daisalux-Lens-L_CD-FR | Emergency LENS LF3 (CD) | 2 | 2025-05-06 | men w.c | 13.49 | לא
L4004 | Electrical Fixtures | Frame_Socket | Normal x2 | 1 | 2025-05-06 | plumbing shaft | 8.19 | לא
L4004 | Lighting Fixtures | M_Recessed Direct-Indirect Light - Asymmetrical | Topaz 1200mm | 2 | 2025-05-06 | plumbing shaft | 8.19 | לא
L4006 | Lighting Fixtures | Lighting_Emergency-Security_Daisalux-Lens-L_CD-FR | Emergency LENS LF3 (CD) | 2 | 2025-05-06 | elevators Lobby | 34.09 | לא
L4006 | Mechanical Equipment | AW 800(right) | AW 800 | 1 | 2025-05-06 | elevators Lobby | 34.09 | לא
L4008 | Electrical Equipment | M_Circuit Breaker Switchboard | 100mmx46mm | 2 | 2025-05-06 | it /security room | 32.4 | כן
L4008 | Electrical Equipment | M_Transformer Switchboard | 400mmx250mmx600h | 2 | 2025-05-06 | it /security room | 32.4 | כן
L4008 | Electrical Fixtures | Frame_Socket | 1 AC GEN | 2 | 2025-05-06 | it /security room | 32.4 | כן
L4008 | Electrical Fixtures | Frame_Socket | Gen | 2 | 2025-05-06 | it /security room | 32.4 | כן
L4008 | Electrical Fixtures | SOCKETS1 | x×©×§×¢ ×ª×§×©×•×¨×ª 2 | 2 | 2025-05-06 | it /security room | 32.4 | כן
L4008 | Electrical Fixtures | Socket_Cee_R19 | GEN CEE_1x16A_1Ph | 6 | 2025-05-06 | it /security room | 32.4 | כן
L4008 | Electrical Fixtures | Socket_Cee_R19 | UPS CEE_1x16A_1Ph | 6 | 2025-05-06 | it /security room | 32.4 | כן
L4008 | Lighting Fixtures | Lighting_Emergency-Security_Daisalux-Lens-L_CD-FR | Emergency LENS LF3 (CD) | 2 | 2025-05-06 | it /security room | 32.4 | כן
L4008 | Lighting Fixtures | ×¡×™ ×œ×“ 6600 | 42W 4000K | 9 | 2025-05-06 | it /security room | 32.4 | כן
L4008 | Mechanical Equipment | AWV 1200 | AWV 1200 | 2 | 2025-05-06 | it /security room | 32.4 | כן
L4009 | Lighting Fixtures | Lighting_Emergency-Security_Daisalux-Lens-L_CD-FR | Emergency LENS LF3 (CD) | 1 | 2025-05-06 | service zone (fire) | 9.86 | כן
L4009 | Mechanical Equipment | AWSQ 450(right) | AWSQ 450 | 1 | 2025-05-06 | service zone (fire) | 9.86 | כן
L4010 | Electrical Fixtures | M_Junction Boxes - W | W | 1 | 2025-05-06 | cleaning room | 6.41 | לא
L4010 | Lighting Fixtures | M_Recessed Direct-Indirect Light - Asymmetrical | Topaz 1200mm | 1 | 2025-05-06 | cleaning room | 6.41 | לא
L4010 | Mechanical Equipment | AW 450(right) | AW 450 | 1 | 2025-05-06 | cleaning room | 6.41 | לא
L4012 | Electrical Fixtures | Frame_Socket | Normal x1 WP | 1 | 2025-05-06 | women w.c | 13.59 | לא
L4012 | Electrical Fixtures | Frame_Socket | Type 2 | 3 | 2025-05-06 | women w.c | 13.59 | לא
L4012 | Lighting Fixtures | Lighting_Emergency-Security_Daisalux-Lens-L_CD-FR | Emergency LENS LF3 (CD) | 2 | 2025-05-06 | women w.c | 13.59 | לא
L4013 | Electrical Equipment | M_Disconnect Switches | 1000A | 1 | 2025-05-06 | electricity shaft | 3.08 | כן
L4013 | Electrical Equipment | Yani_Circuit breaker_SwitchBoard | 60x240x210 GEN | 1 | 2025-05-06 | electricity shaft | 3.08 | כן
L4013 | Electrical Fixtures | SOCKETS1 | x×©×§×¢ ×ª×§×©×•×¨×ª 2 | 1 | 2025-05-06 | electricity shaft | 3.08 | כן
L4016 | Electrical Fixtures | Frame_Socket | Normal x2 | 1 | 2025-05-06 | LSS/FMS room | 8.19 | לא
L4016 | Lighting Fixtures | Lighting_Emergency-Security_Daisalux-Lens-L_CD-FR | Emergency LENS LF3 (CD) | 1 | 2025-05-06 | LSS/FMS room | 8.19 | לא
L4016 | Lighting Fixtures | M_Recessed Direct-Indirect Light - Asymmetrical | Topaz 1200mm | 2 | 2025-05-06 | LSS/FMS room | 8.19 | לא
L4016 | Mechanical Equipment | AWSQ 450(right) | AWSQ 450 | 1 | 2025-05-06 | LSS/FMS room | 8.19 | לא
L4017 | Lighting Fixtures | Lighting_Emergency-Security_Daisalux-Lens-L_CD-FR | Emergency LENS LF3 (CD) | 2 | 2025-05-06 | corridor | 17.06 | לא
L4018 | Electrical Equipment | M_Disconnect Switches | 1000A | 1 | 2025-05-06 | electricity shaft | 4.41 | כן
L4018 | Electrical Equipment | Yani_Circuit breaker_SwitchBoard | 60x240x210 | 1 | 2025-05-06 | electricity shaft | 4.41 | כן
L4018 | Electrical Fixtures | SOCKETS1 | x×©×§×¢ ×ª×§×©×•×¨×ª 2 | 1 | 2025-05-06 | electricity shaft | 4.41 | כן
L4024 | Electrical Fixtures | Frame_Socket | FOR LSS UPS | 1 | 2025-05-06 | LSS shaft | 0.9 | לא
L4025 | Lighting Fixtures | Lighting_Emergency-Security_Daisalux-Lens-L_CD-FR | Emergency LENS LF3 (CD) | 2 | 2025-05-06 | elevators Lobby | 32.35 | כן
L4025 | Mechanical Equipment | AW 800(right) | AW 800 | 1 | 2025-05-06 | elevators Lobby | 32.35 | כן
L4027 | Electrical Fixtures | Frame_Socket | 1 AC | 3 | 2025-05-06 | shelter | 51.68 | לא
L4027 | Electrical Fixtures | Frame_Socket | Normal x2 | 2 | 2025-05-06 | shelter | 51.68 | לא
L4027 | Electrical Fixtures | Frame_Socket | Type 2 | 2 | 2025-05-06 | shelter | 51.68 | לא
L4027 | Lighting Fixtures | Lighting_Emergency-Security_Daisalux-Lens-L_CD-FR | Emergency LENS LF3 (CD) | 3 | 2025-05-06 | shelter | 51.68 | לא
L4027 | Mechanical Equipment | AWSQ 1000(right) | AWSQ 1000 | 1 | 2025-05-06 | shelter | 51.68 | לא
L4027 | Mechanical Equipment | AWSQ 700(right) | AWSQ 700 | 1 | 2025-05-06 | shelter | 51.68 | לא
L4028 | Electrical Fixtures | Frame_Socket | Normal x1 WP | 1 | 2025-05-06 | men w.c | 13.49 | לא
L4028 | Electrical Fixtures | Frame_Socket | Type 2 | 3 | 2025-05-06 | men w.c | 13.49 | לא
L4028 | Lighting Fixtures | Lighting_Emergency-Security_Daisalux-Lens-L_CD-FR | Emergency LENS LF3 (CD) | 2 | 2025-05-06 | men w.c | 13.49 | לא
L4029 | Lighting Fixtures | ×¡×™ ×œ×“ 6600 | 42W 4000K | 2 | 2025-05-06 | plumbing shaft | 8.19 | לא
L4032 | Electrical Equipment | M_Circuit Breaker Switchboard | 100mmx46mm | 2 | 2025-05-06 | it /security room | 32.4 | כן
L4032 | Electrical Equipment | M_Transformer Switchboard | 400mmx250mmx600h | 2 | 2025-05-06 | it /security room | 32.4 | כן
L4032 | Electrical Fixtures | Frame_Socket | 1 AC GEN | 2 | 2025-05-06 | it /security room | 32.4 | כן
L4032 | Electrical Fixtures | Frame_Socket | Gen | 2 | 2025-05-06 | it /security room | 32.4 | כן
L4032 | Electrical Fixtures | SOCKETS1 | x×©×§×¢ ×ª×§×©×•×¨×ª 2 | 2 | 2025-05-06 | it /security room | 32.4 | כן
L4032 | Electrical Fixtures | Socket_Cee_R19 | GEN CEE_1x16A_1Ph | 6 | 2025-05-06 | it /security room | 32.4 | כן
L4032 | Electrical Fixtures | Socket_Cee_R19 | UPS CEE_1x16A_1Ph | 6 | 2025-05-06 | it /security room | 32.4 | כן
L4032 | Lighting Fixtures | Lighting_Emergency-Security_Daisalux-Lens-L_CD-FR | Emergency LENS LF3 (CD) | 2 | 2025-05-06 | it /security room | 32.4 | כן
L4032 | Lighting Fixtures | ×¡×™ ×œ×“ 6600 | 42W 4000K | 9 | 2025-05-06 | it /security room | 32.4 | כן
L4032 | Mechanical Equipment | AWV 1200 | AWV 1200 | 2 | 2025-05-06 | it /security room | 32.4 | כן
L4033 | Lighting Fixtures | Lighting_Emergency-Security_Daisalux-Lens-L_CD-FR | Emergency LENS LF3 (CD) | 1 | 2025-05-06 | service zone (fire) | 9.86 | לא
L4033 | Mechanical Equipment | AWSQ 450(right) | AWSQ 450 | 1 | 2025-05-06 | service zone (fire) | 9.86 | לא
L4037 | Electrical Fixtures | Frame_Socket | Normal x1 WP | 1 | 2025-05-06 | women w.c | 13.59 | לא
L4037 | Electrical Fixtures | Frame_Socket | Type 2 | 3 | 2025-05-06 | women w.c | 13.59 | לא
L4037 | Lighting Fixtures | Lighting_Emergency-Security_Daisalux-Lens-L_CD-FR | Emergency LENS LF3 (CD) | 2 | 2025-05-06 | women w.c | 13.59 | לא
L4038 | Electrical Equipment | M_Disconnect Switches | 1000A | 1 | 2025-05-06 | electricity shaft | 3.08 | כן
L4038 | Electrical Equipment | Yani_Circuit breaker_SwitchBoard | 60x240x210 GEN | 1 | 2025-05-06 | electricity shaft | 3.08 | כן
L4038 | Electrical Fixtures | SOCKETS1 | x×©×§×¢ ×ª×§×©×•×¨×ª 2 | 1 | 2025-05-06 | electricity shaft | 3.08 | כן
L4040 | Electrical Equipment | M_Disconnect Switches | 1000A | 1 | 2025-05-06 | electricity shaft | 5.16 | לא
L4040 | Electrical Equipment | Yani_Circuit breaker_SwitchBoard | 60x240x210 | 1 | 2025-05-06 | electricity shaft | 5.16 | לא
L4040 | Electrical Fixtures | SOCKETS1 | x×©×§×¢ ×ª×§×©×•×¨×ª 2 | 1 | 2025-05-06 | electricity shaft | 5.16 | לא
L4044 | Electrical Fixtures | Frame_Socket | Normal x2 | 1 | 2025-05-06 | LSS/FMS room | 8.19 | כן
L4044 | Lighting Fixtures | ×¡×™ ×œ×“ 6600 | 42W 4000K | 2 | 2025-05-06 | LSS/FMS room | 8.19 | כן
L4044 | Mechanical Equipment | AWSQ 450(right) | AWSQ 450 | 1 | 2025-05-06 | LSS/FMS room | 8.19 | כן
L4045 | Lighting Fixtures | Lighting_Emergency-Security_Daisalux-Lens-L_CD-FR | Emergency LENS LF3 (CD) | 2 | 2025-05-06 | corridor | 17.81 | לא
L4046 | Electrical Fixtures | M_Junction Boxes - W | W | 1 | 2025-05-06 | cleaning room | 6.41 | לא
L4046 | Lighting Fixtures | ×¡×™ ×œ×“ 6600 | 42W 4000K | 1 | 2025-05-06 | cleaning room | 6.41 | לא
L4046 | Mechanical Equipment | AW 450(right) | AW 450 | 1 | 2025-05-06 | cleaning room | 6.41 | לא
L4047 | Electrical Fixtures | Frame_Socket | FOR LSS UPS | 1 | 2025-05-06 | LSS shaft | 0.9 | כן
L4052 | Electrical Fixtures | Frame_Socket | FOR LSS UPS | 1 | 2025-05-06 | HSSD | 1 | לא
L4055 | Electrical Fixtures | Frame_Socket | Normal x2 | 1 | 2025-05-06 | restaurant exhaust shaft | 7.47 | כן
L4055 | Lighting Fixtures | ×¡×™ ×œ×“ 6600 | 42W 4000K | 1 | 2025-05-06 | restaurant exhaust shaft | 7.47 | כן
L4056 | Lighting Fixtures | ×¡×™ ×œ×“ 6600 | 42W 4000K | 4 | 2025-05-06 | room 2 | 12.74 | לא
L4059 | Lighting Fixtures | ×¡×™ ×œ×“ 6600 | 42W 4000K | 1 | 2025-05-06 | plumbing shaft | 6.68 | לא
L4060 | Electrical Fixtures | Frame_Socket | 1 AC | 1 | 2025-05-06 | shelter | 64.66 | כן
L4060 | Electrical Fixtures | Frame_Socket | Type 2 | 2 | 2025-05-06 | shelter | 64.66 | כן
L4060 | Lighting Fixtures | EXIT Base_Ceiling_Wall_R18 | Exit | 2 | 2025-05-06 | shelter | 64.66 | כן
L4060 | Lighting Fixtures | Lighting_Emergency-Security_Daisalux-Lens-L_CD-FR | Emergency LENS LF3 (CD) | 2 | 2025-05-06 | shelter | 64.66 | כן
L4060 | Mechanical Equipment | AWSQ 2000(right) | AWSQ 2000 | 1 | 2025-05-06 | shelter | 64.66 | כן
L4062 | Lighting Fixtures | ×¡×™ ×œ×“ 6600 | 42W 4000K | 1 | 2025-05-06 | Systems room | 4.71 | כן
L4065 | Electrical Equipment | M_Circuit Breaker Switchboard | 100mmx46mm | 1 | 2025-05-06 | it /security room | 32.85 | לא
L4065 | Electrical Equipment | M_Transformer Switchboard | 400mmx250mmx600h | 2 | 2025-05-06 | it /security room | 32.85 | לא
L4065 | Electrical Fixtures | Frame_Socket | 1 AC GEN | 2 | 2025-05-06 | it /security room | 32.85 | לא
L4065 | Electrical Fixtures | SOCKETS1 | x×©×§×¢ ×ª×§×©×•×¨×ª 2 | 2 | 2025-05-06 | it /security room | 32.85 | לא
L4065 | Lighting Fixtures | Lighting_Emergency-Security_Daisalux-Lens-L_CD-FR | Emergency LENS LF3 (CD) | 2 | 2025-05-06 | it /security room | 32.85 | לא
L4065 | Lighting Fixtures | ×¡×™ ×œ×“ 6600 | 42W 4000K | 9 | 2025-05-06 | it /security room | 32.85 | לא
L4065 | Mechanical Equipment | AWV 1200 | AWV 1200 | 2 | 2025-05-06 | it /security room | 32.85 | לא
L4069 | Lighting Fixtures | Lighting_Emergency-Security_Daisalux-Lens-L_CD-FR | Emergency LENS LF3 (CD) | 1 | 2025-05-06 | smoke lobby | 12.33 | כן
L4071 | Electrical Fixtures | Frame_Socket | Normal x1 WP | 1 | 2025-05-06 | women w.c | 19.84 | לא
L4071 | Electrical Fixtures | Frame_Socket | Type 2 | 5 | 2025-05-06 | women w.c | 19.84 | לא
L4071 | Lighting Fixtures | Lighting_Emergency-Security_Daisalux-Lens-L_CD-FR | Emergency LENS LF3 (CD) | 2 | 2025-05-06 | women w.c | 19.84 | לא
L4072 | Electrical Fixtures | Frame_Socket | Normal x1 WP | 1 | 2025-05-06 | men w.c | 20.89 | כן
L4072 | Electrical Fixtures | Frame_Socket | Type 2 | 4 | 2025-05-06 | men w.c | 20.89 | כן
L4072 | Lighting Fixtures | Lighting_Emergency-Security_Daisalux-Lens-L_CD-FR | Emergency LENS LF3 (CD) | 2 | 2025-05-06 | men w.c | 20.89 | כן
L4073 | Electrical Fixtures | M_Junction Boxes - W | W | 1 | 2025-05-06 | cleaning room | 8.51 | לא
L4077 | Electrical Equipment | Yani_Circuit breaker_SwitchBoard | 60x160x210 UPS | 1 | 2025-05-06 | electricity cabinet | 2.56 | לא
L4077 | Electrical Fixtures | SOCKETS1 | x×©×§×¢ ×ª×§×©×•×¨×ª 2 | 1 | 2025-05-06 | electricity cabinet | 2.56 | לא
L4078 | Electrical Equipment | M_Disconnect Switches | 1000A | 2 | 2025-05-06 | electricity cabinet | 7.6 | לא
L4078 | Electrical Equipment | Yani_Circuit breaker_SwitchBoard | 60x240x210 | 1 | 2025-05-06 | electricity cabinet | 7.6 | לא
L4078 | Electrical Equipment | Yani_Circuit breaker_SwitchBoard | 60x240x210 GEN | 1 | 2025-05-06 | electricity cabinet | 7.6 | לא
L4078 | Electrical Fixtures | SOCKETS1 | x×©×§×¢ ×ª×§×©×•×¨×ª 2 | 2 | 2025-05-06 | electricity cabinet | 7.6 | לא
L4080 | Electrical Fixtures | Frame_Socket | FOR LSS UPS | 1 | 2025-05-06 | LSS/FMS room | 14.37 | לא
L4080 | Lighting Fixtures | ×¡×™ ×œ×“ 6600 | 42W 4000K | 3 | 2025-05-06 | LSS/FMS room | 14.37 | לא
L4081 | Lighting Fixtures | Lighting_Emergency-Security_Daisalux-Lens-L_CD-FR | Emergency LENS LF3 (CD) | 2 | 2025-05-06 | elevators Lobby | 38.2 | כן
L4082 | Lighting Fixtures | EXIT Base_Ceiling_Wall_R18 | Exit | 1 | 2025-05-06 | corridor | 28.57 | כן
L4082 | Lighting Fixtures | Lighting_Emergency-Security_Daisalux-Lens-L_CD-FR | Emergency LENS LF3 (CD) | 1 | 2025-05-06 | corridor | 28.57 | כן
L4085 | Electrical Fixtures | Frame_Socket | Type 2 | 1 | 2025-05-06 | recycling station | 2.01 | לא
L4088 | Electrical Fixtures | Frame_Socket | Type 2 | 3 | 2025-05-06 | fly box | 13.78 | לא
L4088 | Electrical Fixtures | M4 | D-18 (Conference Rooms)-M4 | 1 | 2025-05-06 | fly box | 13.78 | לא
L4090 | Electrical Fixtures | Frame_Socket | Type 2 | 2 | 2025-05-06 | fly box | 13.78 | לא
L4095 | Electrical Fixtures | Frame_Socket | FOR LSS UPS | 1 | 2025-05-06 | HSSD | 0.65 | כן
L4100 | Lighting Fixtures | EXIT Base_Ceiling_Wall_R18 | Exit | 1 | 2025-05-06 | corridor | 22.23 | לא
L4100 | Lighting Fixtures | Lighting_Emergency-Security_Daisalux-Lens-L_CD-FR | Emergency LENS LF3 (CD) | 3 | 2025-05-06 | corridor | 22.23 | לא
L4101 | Lighting Fixtures | EXIT Base_Ceiling_Wall_R18 | Exit | 1 | 2025-05-06 | corridor | 19.1 | לא
L4101 | Lighting Fixtures | Lighting_Emergency-Security_Daisalux-Lens-L_CD-FR | Emergency LENS LF3 (CD) | 2 | 2025-05-06 | corridor | 19.1 | לא
L4102 | Lighting Fixtures | Lighting_Emergency-Security_Daisalux-Lens-L_CD-FR | Emergency LENS LF3 (CD) | 1 | 2025-05-06 | corridor | 12.75 | כן
L4103 | Lighting Fixtures | Lighting_Emergency-Security_Daisalux-Lens-L_CD-FR | Emergency LENS LF3 (CD) | 1 | 2025-05-06 | corridor | 12.98 | כן
L4104 | Lighting Fixtures | Lighting_Emergency-Security_Daisalux-Lens-L_CD-FR | Emergency LENS LF3 (CD) | 2 | 2025-05-06 | corridor | 20.03 | כן
L4105 | Lighting Fixtures | Lighting_Emergency-Security_Daisalux-Lens-L_CD-FR | Emergency LENS LF3 (CD) | 3 | 2025-05-06 | corridor | 25.45 | לא
L4112 | Electrical Fixtures | Frame_Socket | Type 2 | 2 | 2025-05-06 | BALCONY | 11.38 | לא
L4113 | Electrical Fixtures | Frame_Socket | Type 2 | 2 | 2025-05-06 | fly box | 14 | כן
L5002 | Mechanical Equipment | AWSQ 1000 | AWSQ 1000 | 1 | 2025-05-18 | shelter | 51.68 | לא
L5002 | Mechanical Equipment | AWSQ 1500 | AWSQ 1500 | 1 | 2025-05-18 | shelter | 51.68 | לא
L5003 | Electrical Fixtures | Frame_Socket | Normal x1 WP | 1 | 2025-05-18 | men w.c | 13.49 | לא
L5003 | Electrical Fixtures | Frame_Socket | Type 2 | 3 | 2025-05-18 | men w.c | 13.49 | לא
L5005 | Lighting Fixtures | ×¡×™ ×œ×“ 6600 | 42W 4000K 24h | 1 | 2025-05-18 | passengers elevators | 14.82 | כן
L5006 | Mechanical Equipment | AW 800 | AW 800 | 1 | 2025-05-18 | elevators Lobby | 32.56 | לא
L5008 | Electrical Equipment | M_Circuit Breaker Switchboard | 100mmx46mm | 2 | 2025-05-18 | it /security room | 32.4 | לא
L5008 | Electrical Equipment | M_Transformer Switchboard | 400mmx250mmx600h | 2 | 2025-05-18 | it /security room | 32.4 | לא
L5008 | Electrical Fixtures | SOCKETS1 | x×©×§×¢ ×ª×§×©×•×¨×ª 2 | 2 | 2025-05-18 | it /security room | 32.4 | לא
L5009 | Mechanical Equipment | AWSQ 450 | AWSQ 450 | 1 | 2025-05-18 | service zone (fire) | 9.85 | לא
L5012 | Electrical Fixtures | Frame_Socket | Normal x1 WP | 1 | 2025-05-18 | women w.c | 13.59 | כן
L5012 | Electrical Fixtures | Frame_Socket | Type 2 | 3 | 2025-05-18 | women w.c | 13.59 | כן
L5013 | Electrical Equipment | Yani_Circuit breaker_SwitchBoard | 60x240x210 GEN | 1 | 2025-05-18 | electricity shaft | 3.08 | לא
L5013 | Electrical Fixtures | SOCKETS1 | x×©×§×¢ ×ª×§×©×•×¨×ª 2 | 1 | 2025-05-18 | electricity shaft | 3.08 | לא
L5017 | Electrical Equipment | Yani_Circuit breaker_SwitchBoard | 60x240x210 | 1 | 2025-05-18 | electricity shaft | 4.41 | כן
L5017 | Electrical Fixtures | SOCKETS1 | x×©×§×¢ ×ª×§×©×•×¨×ª 2 | 1 | 2025-05-18 | electricity shaft | 4.41 | כן
L5023 | Electrical Fixtures | Frame_Socket | FOR LSS UPS | 1 | 2025-05-18 | LSS shaft | 0.9 | כן
L5025 | Lighting Fixtures | ×¡×™ ×œ×“ 6600 | 42W 4000K 24h | 1 | 2025-05-18 | elevators Lobby | 32.35 | כן
L5025 | Mechanical Equipment | AW 800 | AW 800 | 1 | 2025-05-18 | elevators Lobby | 32.35 | כן
L5027 | Mechanical Equipment | AWSQ 1000 | AWSQ 1000 | 1 | 2025-05-18 | shelter | 51.68 | כן
L5027 | Mechanical Equipment | AWSQ 1500 | AWSQ 1500 | 1 | 2025-05-18 | shelter | 51.68 | כן
L5028 | Electrical Fixtures | Frame_Socket | Normal x1 WP | 1 | 2025-05-18 | men w.c | 13.49 | כן
L5028 | Electrical Fixtures | Frame_Socket | Type 2 | 3 | 2025-05-18 | men w.c | 13.49 | כן
L5032 | Electrical Equipment | M_Circuit Breaker Switchboard | 100mmx46mm | 2 | 2025-05-18 | it /security room | 32.4 | לא
L5032 | Electrical Equipment | M_Transformer Switchboard | 400mmx250mmx600h | 2 | 2025-05-18 | it /security room | 32.4 | לא
L5032 | Electrical Fixtures | SOCKETS1 | x×©×§×¢ ×ª×§×©×•×¨×ª 2 | 2 | 2025-05-18 | it /security room | 32.4 | לא
L5033 | Mechanical Equipment | AWSQ 450 | AWSQ 450 | 1 | 2025-05-18 | service zone (fire) | 9.86 | כן
L5037 | Electrical Fixtures | Frame_Socket | Normal x1 WP | 1 | 2025-05-18 | women w.c | 13.59 | לא
L5037 | Electrical Fixtures | Frame_Socket | Type 2 | 3 | 2025-05-18 | women w.c | 13.59 | לא
L5038 | Electrical Equipment | Yani_Circuit breaker_SwitchBoard | 60x240x210 GEN | 1 | 2025-05-18 | electricity room | 3.08 | לא
L5038 | Electrical Fixtures | SOCKETS1 | x×©×§×¢ ×ª×§×©×•×¨×ª 2 | 1 | 2025-05-18 | electricity room | 3.08 | לא
L5040 | Electrical Equipment | Yani_Circuit breaker_SwitchBoard | 60x240x210 | 1 | 2025-05-18 | electricity shaft | 5.13 | כן
L5040 | Electrical Fixtures | SOCKETS1 | x×©×§×¢ ×ª×§×©×•×¨×ª 2 | 1 | 2025-05-18 | electricity shaft | 5.13 | כן
L5046 | Electrical Fixtures | Frame_Socket | FOR LSS UPS | 1 | 2025-05-18 | LSS shaft | 0.9 | לא
L5052 | Electrical Fixtures | Frame_Socket | FOR LSS UPS | 1 | 2025-05-18 | HSSD | 1 | כן
L5059 | Mechanical Equipment | AWSQ 2000 | AWSQ 2000 | 1 | 2025-05-18 | shelter | 64.66 | לא
L5064 | Electrical Equipment | M_Circuit Breaker Switchboard | 100mmx46mm | 1 | 2025-05-18 | it /security room | 32.85 | כן
L5064 | Electrical Equipment | M_Transformer Switchboard | 400mmx250mmx600h | 2 | 2025-05-18 | it /security room | 32.85 | כן
L5064 | Electrical Fixtures | SOCKETS1 | x×©×§×¢ ×ª×§×©×•×¨×ª 2 | 2 | 2025-05-18 | it /security room | 32.85 | כן
L5070 | Electrical Fixtures | Frame_Socket | Normal x1 WP | 1 | 2025-05-18 | women w.c | 19.84 | לא
L5070 | Electrical Fixtures | Frame_Socket | Type 2 | 5 | 2025-05-18 | women w.c | 19.84 | לא
L5071 | Electrical Fixtures | Frame_Socket | Normal x1 WP | 1 | 2025-05-18 | men w.c | 20.89 | לא
L5071 | Electrical Fixtures | Frame_Socket | Type 2 | 4 | 2025-05-18 | men w.c | 20.89 | לא
L5076 | Electrical Equipment | Yani_Circuit breaker_SwitchBoard | 60x160x210 UPS | 1 | 2025-05-18 | electricity cabinet | 2.56 | לא
L5076 | Electrical Fixtures | SOCKETS1 | x×©×§×¢ ×ª×§×©×•×¨×ª 2 | 1 | 2025-05-18 | electricity cabinet | 2.56 | לא
L5077 | Electrical Equipment | Yani_Circuit breaker_SwitchBoard | 60x240x210 | 1 | 2025-05-18 | electricity cabinet | 7.6 | לא
L5077 | Electrical Equipment | Yani_Circuit breaker_SwitchBoard | 60x240x210 GEN | 1 | 2025-05-18 | electricity cabinet | 7.6 | לא
L5077 | Electrical Fixtures | SOCKETS1 | x×©×§×¢ ×ª×§×©×•×¨×ª 2 | 2 | 2025-05-18 | electricity cabinet | 7.6 | לא
L5080 | Electrical Fixtures | Frame_Socket | FOR LSS UPS | 1 | 2025-05-18 | LSS/FMS room | 14.37 | לא
L5094 | Electrical Fixtures | Frame_Socket | FOR LSS UPS | 1 | 2025-05-18 | HSSD | 0.65 | כן
L6011 | Lighting Fixtures | ×¡×™ ×œ×“ 6600 | 42W 4000K | 1 | 2025-05-18 | Systems room | 4.71 | לא
L6013 | Lighting Fixtures | M_Recessed Direct-Indirect Light - Asymmetrical | Topaz 1200mm 24h | 1 | 2025-05-18 | service zone (fire) | 9.86 | לא
L6013 | Mechanical Equipment | AWSQ 450 | AWSQ 450 | 1 | 2025-05-18 | service zone (fire) | 9.86 | לא
L6017 | Electrical Fixtures | Frame_Socket | FOR LSS UPS | 1 | 2025-05-18 | LSS shaft | 0.9 | לא
L6018 | Mechanical Equipment | AWSQ 450 | AWSQ 450 | 1 | 2025-05-18 | service zone (fire) | 9.86 | כן
L6021 | Electrical Fixtures | M_Junction Boxes - W | W | 1 | 2025-05-18 | cleaning room | 6.41 | לא
L6021 | Mechanical Equipment | AW 450 | AW 450 | 1 | 2025-05-18 | cleaning room | 6.41 | לא
L6022 | Electrical Fixtures | Frame_Socket | FOR LSS UPS | 1 | 2025-05-18 | LSS shaft | 0.9 | לא
L6024 | Electrical Fixtures | Frame_Socket | Normal x2 | 1 | 2025-05-18 | shelter | 64.66 | לא
L6024 | Mechanical Equipment | AWSQ 2000 | AWSQ 2000 | 1 | 2025-05-18 | shelter | 64.66 | לא
L6025 | Electrical Fixtures | Frame_Socket | Normal x1 WP | 1 | 2025-05-18 | men w.c | 20.89 | כן
L6025 | Electrical Fixtures | Frame_Socket | Type 2 | 4 | 2025-05-18 | men w.c | 20.89 | כן
L6026 | Electrical Fixtures | Frame_Socket | Normal x2 | 5 | 2025-05-18 | OFFICES | 1144.04 | כן
L6026 | Electrical Fixtures | Frame_Socket | Type 1 | 93 | 2025-05-18 | OFFICES | 1144.04 | כן
L6027 | Electrical Equipment | M_Circuit Breaker Switchboard | 100mmx46mm | 1 | 2025-05-18 | it /security room | 32.85 | כן
L6027 | Electrical Equipment | M_Transformer Switchboard | 400mmx250mmx600h | 2 | 2025-05-18 | it /security room | 32.85 | כן
L6027 | Electrical Fixtures | Frame_Socket | 1 AC GEN | 2 | 2025-05-18 | it /security room | 32.85 | כן
L6027 | Electrical Fixtures | SOCKETS1 | x×©×§×¢ ×ª×§×©×•×¨×ª 2 | 2 | 2025-05-18 | it /security room | 32.85 | כן
L6027 | Lighting Fixtures | Lighting_Emergency-Security_Daisalux-Lens-L_CD-FR | Emergency LENS LF3 (CD) | 1 | 2025-05-18 | it /security room | 32.85 | כן
L6027 | Lighting Fixtures | ×¡×™ ×œ×“ 6600 | 42W 4000K | 9 | 2025-05-18 | it /security room | 32.85 | כן
L6027 | Mechanical Equipment | AWV 1200 | AWV 1200 | 2 | 2025-05-18 | it /security room | 32.85 | כן
L6029 | Electrical Equipment | Yani_Circuit breaker_SwitchBoard | 60x160x210 UPS | 1 | 2025-05-18 | electricity cabinet | 2.55 | לא
L6029 | Electrical Fixtures | SOCKETS1 | x×©×§×¢ ×ª×§×©×•×¨×ª 2 | 1 | 2025-05-18 | electricity cabinet | 2.55 | לא
L6030 | Electrical Equipment | Yani_Circuit breaker_SwitchBoard | 60x240x210 | 1 | 2025-05-18 | electricity cabinet | 7.6 | כן
L6030 | Electrical Equipment | Yani_Circuit breaker_SwitchBoard | 60x240x210 GEN | 1 | 2025-05-18 | electricity cabinet | 7.6 | כן
L6030 | Electrical Fixtures | SOCKETS1 | x×©×§×¢ ×ª×§×©×•×¨×ª 2 | 2 | 2025-05-18 | electricity cabinet | 7.6 | כן
L6034 | Mechanical Equipment | AWSQ 1000 | AWSQ 1000 | 1 | 2025-05-18 | shelter | 51.67 | לא
L6034 | Mechanical Equipment | AWSQ 1500 | AWSQ 1500 | 1 | 2025-05-18 | shelter | 51.67 | לא
L6035 | Electrical Fixtures | Frame_Socket | FOR LSS UPS | 1 | 2025-05-18 | HSSD | 1 | לא
L6044 | Electrical Fixtures | Frame_Socket | Normal x1 WP | 1 | 2025-05-18 | women w.c | 19.84 | כן
L6044 | Electrical Fixtures | Frame_Socket | Type 2 | 5 | 2025-05-18 | women w.c | 19.84 | כן
L6045 | Electrical Fixtures | M_Junction Boxes - W | W | 1 | 2025-05-18 | cleaning room | 8.51 | לא
L6045 | Lighting Fixtures | ×¡×™ ×œ×“ 6600 | 42W 4000K | 1 | 2025-05-18 | cleaning room | 8.51 | לא
L6048 | Electrical Fixtures | M_Junction Boxes - W | W | 1 | 2025-05-18 | cleaning room | 6.41 | לא
L6053 | Lighting Fixtures | ×¡×™ ×œ×“ 6600 | 42W 4000K | 2 | 2025-05-18 | LSS/FMS room | 8.19 | כן
L6055 | Electrical Fixtures | Frame_Socket | Normal x1 WP | 1 | 2025-05-18 | men w.c | 13.49 | כן
L6055 | Electrical Fixtures | Frame_Socket | Type 2 | 3 | 2025-05-18 | men w.c | 13.49 | כן
L6057 | Electrical Fixtures | Frame_Socket | Normal x1 WP | 1 | 2025-05-18 | women w.c | 13.59 | לא
L6057 | Electrical Fixtures | Frame_Socket | Type 2 | 3 | 2025-05-18 | women w.c | 13.59 | לא
L6059 | Electrical Fixtures | Frame_Socket | Normal x1 WP | 1 | 2025-05-18 | men w.c | 13.49 | כן
L6059 | Electrical Fixtures | Frame_Socket | Type 2 | 3 | 2025-05-18 | men w.c | 13.49 | כן
L6061 | Electrical Fixtures | Frame_Socket | Normal x1 WP | 1 | 2025-05-18 | women w.c | 13.59 | לא
L6061 | Electrical Fixtures | Frame_Socket | Type 2 | 3 | 2025-05-18 | women w.c | 13.59 | לא
L6062 | Electrical Equipment | M_Circuit Breaker Switchboard | 100mmx46mm | 2 | 2025-05-18 | it /security room | 32.4 | לא
L6062 | Electrical Equipment | M_Transformer Switchboard | 400mmx250mmx600h | 2 | 2025-05-18 | it /security room | 32.4 | לא
L6062 | Electrical Fixtures | Frame_Socket | 1 AC GEN | 2 | 2025-05-18 | it /security room | 32.4 | לא
L6062 | Electrical Fixtures | SOCKETS1 | x×©×§×¢ ×ª×§×©×•×¨×ª 2 | 2 | 2025-05-18 | it /security room | 32.4 | לא
L6062 | Lighting Fixtures | Lighting_Emergency-Security_Daisalux-Lens-L_CD-FR | Emergency LENS LF3 (CD) | 2 | 2025-05-18 | it /security room | 32.4 | לא
L6062 | Lighting Fixtures | ×¡×™ ×œ×“ 6600 | 42W 4000K | 10 | 2025-05-18 | it /security room | 32.4 | לא
L6062 | Mechanical Equipment | AWV 1200 | AWV 1200 | 2 | 2025-05-18 | it /security room | 32.4 | לא
L6064 | Electrical Equipment | Yani_Circuit breaker_SwitchBoard | 60x240x210 | 1 | 2025-05-18 | electricity shaft | 5.16 | כן
L6064 | Electrical Fixtures | SOCKETS1 | x×©×§×¢ ×ª×§×©×•×¨×ª 2 | 1 | 2025-05-18 | electricity shaft | 5.16 | כן
L6065 | Electrical Equipment | Yani_Circuit breaker_SwitchBoard | 60x240x210 GEN | 1 | 2025-05-18 | electricity shaft | 3.08 | כן
L6065 | Electrical Fixtures | SOCKETS1 | x×©×§×¢ ×ª×§×©×•×¨×ª 2 | 1 | 2025-05-18 | electricity shaft | 3.08 | כן
L6066 | Lighting Fixtures | ×¡×™ ×œ×“ 6600 | 42W 4000K | 2 | 2025-05-18 | LSS/FMS room | 8.19 | כן
L6068 | Electrical Fixtures | Frame_Socket | FOR LSS UPS | 2 | 2025-05-18 | LSS/FMS room | 14.37 | כן
L6068 | Lighting Fixtures | Lighting_Emergency-Security_Daisalux-Lens-L_CD-FR | Emergency LENS LF3 (CD) | 3 | 2025-05-18 | LSS/FMS room | 14.37 | כן
L6068 | Lighting Fixtures | ×¡×™ ×œ×“ 6600 | 42W 4000K | 2 | 2025-05-18 | LSS/FMS room | 14.37 | כן
L6073 | Electrical Equipment | M_Circuit Breaker Switchboard | 100mmx46mm | 2 | 2025-05-18 | it /security room | 32.4 | כן
L6073 | Electrical Equipment | M_Transformer Switchboard | 400mmx250mmx600h | 2 | 2025-05-18 | it /security room | 32.4 | כן
L6073 | Electrical Fixtures | Frame_Socket | 1 AC GEN | 2 | 2025-05-18 | it /security room | 32.4 | כן
L6073 | Electrical Fixtures | SOCKETS1 | x×©×§×¢ ×ª×§×©×•×¨×ª 2 | 2 | 2025-05-18 | it /security room | 32.4 | כן
L6073 | Lighting Fixtures | Lighting_Emergency-Security_Daisalux-Lens-L_CD-FR | Emergency LENS LF3 (CD) | 2 | 2025-05-18 | it /security room | 32.4 | כן
L6073 | Lighting Fixtures | ×¡×™ ×œ×“ 6600 | 42W 4000K | 9 | 2025-05-18 | it /security room | 32.4 | כן
L6073 | Mechanical Equipment | AWV 1200 | AWV 1200 | 2 | 2025-05-18 | it /security room | 32.4 | כן
L6074 | Electrical Equipment | Yani_Circuit breaker_SwitchBoard | 60x240x210 GEN | 1 | 2025-05-18 | electricity shaft | 3.08 | לא
L6074 | Electrical Fixtures | SOCKETS1 | x×©×§×¢ ×ª×§×©×•×¨×ª 2 | 1 | 2025-05-18 | electricity shaft | 3.08 | לא
L6076 | Electrical Equipment | Yani_Circuit breaker_SwitchBoard | 60x240x210 | 1 | 2025-05-18 | electricity shaft | 4.41 | לא
L6076 | Electrical Fixtures | SOCKETS1 | x×©×§×¢ ×ª×§×©×•×¨×ª 2 | 1 | 2025-05-18 | electricity shaft | 4.41 | לא
L6085 | Electrical Equipment | M_Transformer Switchboard | 100x80cm | 4 | 2025-05-18 | SYSTEMS | 1394.64 | כן
L6085 | Electrical Equipment | M_Transformer Switchboard | 160x80cm | 2 | 2025-05-18 | SYSTEMS | 1394.64 | כן
L6085 | Electrical Fixtures | M_Junction Boxes - W | W | 1 | 2025-05-18 | SYSTEMS | 1394.64 | כן
L6085 | Mechanical Equipment | Chiller_hp-404-504 | HP tower | 4 | 2025-05-18 | SYSTEMS | 1394.64 | כן
L6085 | Mechanical Equipment | Cooling Tower_300 Tons | Cooling Tower | 4 | 2025-05-18 | SYSTEMS | 1394.64 | כן
L6085 | Mechanical Equipment | Electrical cabinet | Electrical cabinet | 3 | 2025-05-18 | SYSTEMS | 1394.64 | כן
L6085 | Mechanical Equipment | Fan-Stand_Alone-Twin_City_Fan_ | Fan 122 CLII | 1 | 2025-05-18 | SYSTEMS | 1394.64 | כן
L6085 | Mechanical Equipment | M_Mechanical Equipment_Inert Base | 766Ñ…766 | 4 | 2025-05-18 | SYSTEMS | 1394.64 | כן
L6085 | Mechanical Equipment | M_Mechanical Equipment_Inert Base | 80x110 | 1 | 2025-05-18 | SYSTEMS | 1394.64 | כן
L6085 | Mechanical Equipment | M_Mechanical Equipment_Inert Base | 830Ñ…40 | 16 | 2025-05-18 | SYSTEMS | 1394.64 | כן
L6086 | Electrical Fixtures | M_Junction Boxes - W | W | 4 | 2025-05-18 | SPORT | 773.15 | לא
L6088 | Electrical Fixtures | Frame_Socket | Normal x2 | 1 | 2025-05-18 | cafe area indoor | 199.99 | כן
L6095 | Lighting Fixtures | ×¡×™ ×œ×“ 6600 | 42W 4000K | 2 | 2025-05-18 | room 2 | 12.74 | כן
L6107 | Electrical Equipment | M_Transformer Switchboard | 400mmx250mmx600h | 2 | 2025-05-18 | electricity shaft | 2.04 | לא
L7007 | Lighting Fixtures | ×¡×™ ×œ×“ 6600 | 42W 4000K 24h | 1 | 2025-05-18 | electricity shaft | 14.82 | כן