## Lighting_BelowGround
Room Number | Category | Family | Type | Quantity | Commissioning Due Date | Type of room | Area | מסמכים סופקו
P0002 | Electrical Equipment | E_Wall Junction Box_MEPcontent_ABB_KNX Box_INT-EN_Shared | 6131_38-183-500 | 1 | 2025-05-13 |  |  | לא קיים מידע
P0002 | Electrical Fixtures | Detector Presence | Presence WC LM detector Mov | 1 | 2025-05-13 |  |  | לא קיים מידע
P0002 | Lighting Fixtures | EXIT Base_Ceiling_Wall_R18 | Exit | 1 | 2025-05-13 |  |  | לא קיים מידע
P0002 | Lighting Fixtures | Lighting_Emergency-Security_Daisalux-Lens-L_CD-FR | Emergency LENS LF3 (CD) | 2 | 2025-05-13 |  |  | לא קיים מידע
P0002 | Lighting Fixtures | ×¤×¡ ×œ×“ ×©×§×•×¢ | 700 24h | 1 | 2025-05-13 |  |  | לא קיים מידע
P0002 | Lighting Fixtures | ×¤×¡ ×œ×“ ×©×§×•×¢ | ×¨×•×—×‘ 151 | 6 | 2025-05-13 |  |  | לא קיים מידע
P0002 | Mechanical Equipment | AWL 800 | AWL 800 | 1 | 2025-05-13 |  |  | לא קיים מידע
P0003 | Lighting Fixtures | EXIT Base_Ceiling_Wall_R18 | Exit | 1 | 2025-05-13 |  |  | לא קיים מידע
P0003 | Lighting Fixtures | M_Recessed Direct-Indirect Light - Asymmetrical | Topaz 1200mm | 2 | 2025-05-13 |  |  | לא קיים מידע
P0004 | Electrical Fixtures | Frame_Socket | Normal x2 | 36 | 2025-05-13 |  |  | לא קיים מידע
P0004 | Lighting Fixtures | EXIT Base_Ceiling_Wall_R18 | Exit | 2 | 2025-05-13 |  |  | לא קיים מידע
P0004 | Lighting Fixtures | M_Ceiling Light - Linear Box1 | Emergency Lamp | 3 | 2025-05-13 |  |  | לא קיים מידע
P0004 | Lighting Fixtures | ×¡×™ ×œ×“ 6600 | 42W 4000K | 6 | 2025-05-13 |  |  | לא קיים מידע
P0004 | Lighting Fixtures | ×¡×™ ×œ×“ 6600 | 42W 4000K 24h | 1 | 2025-05-13 |  |  | לא קיים מידע
P0004 | Mechanical Equipment | AWS 1000 | AWS 1000 | 1 | 2025-05-13 |  |  | לא קיים מידע
P0007 | Lighting Fixtures | EXIT Base_Ceiling_Wall_R18 | Exit | 1 | 2025-05-13 |  |  | לא קיים מידע
P0007 | Lighting Fixtures | Lighting_Emergency-Security_Daisalux-Lens-L_CD-FR | Emergency LENS LF3 (CD) | 2 | 2025-05-13 |  |  | לא קיים מידע
P0007 | Lighting Fixtures | ×¤×¡ ×œ×“ ×©×§×•×¢ | 600 24h | 1 | 2025-05-13 |  |  | לא קיים מידע
P0007 | Lighting Fixtures | ×¤×¡ ×œ×“ ×©×§×•×¢ | ×¨×•×—×‘ 151 | 5 | 2025-05-13 |  |  | לא קיים מידע
P0007 | Mechanical Equipment | AWL 600 | AWL 600 | 1 | 2025-05-13 |  |  | לא קיים מידע
P0008 | Electrical Fixtures | SOCKETS1 | x×©×§×¢ ×ª×§×©×•×¨×ª 2 | 2 | 2025-05-13 |  |  | לא קיים מידע
P0008 | Lighting Fixtures | EXIT Base_Ceiling_Wall_R18 | Exit | 1 | 2025-05-13 |  |  | לא קיים מידע
P0008 | Lighting Fixtures | Lighting_Emergency-Security_Daisalux-Lens-L_CD-FR | Emergency LENS LF3 (CD) | 4 | 2025-05-13 |  |  | לא קיים מידע
P0008 | Lighting Fixtures | M_Recessed Direct-Indirect Light - Asymmetrical | Topaz 1200mm | 8 | 2025-05-13 |  |  | לא קיים מידע
P0008 | Lighting Fixtures | M_Recessed Direct-Indirect Light - Asymmetrical | Topaz 1200mm 24h | 2 | 2025-05-13 |  |  | לא קיים מידע
P0008 | Lighting Fixtures | M_Recessed Direct-Indirect Light - Asymmetrical | Topaz 900mm | 1 | 2025-05-13 |  |  | לא קיים מידע
P0008 | Mechanical Equipment | AWS 1000 | AWS 1000 | 1 | 2025-05-13 |  |  | לא קיים מידע
P0009 | Electrical Equipment | E_Wall Junction Box_MEPcontent_ABB_KNX Box_INT-EN_Shared | 6131_38-183-500 | 1 | 2025-05-13 |  |  | לא קיים מידע
P0009 | Electrical Fixtures | Detector Presence | Presence WC LM detector Mov | 1 | 2025-05-13 |  |  | לא קיים מידע
P0009 | Lighting Fixtures | Lighting_Ceiling-Mounted_Regent_REGENT_Echo_LED_RDL_3000K_D210 | Type 1 | 4 | 2025-05-13 |  |  | לא קיים מידע
P0009 | Lighting Fixtures | Lighting_Emergency-Security_Daisalux-Lens-L_CD-FR | Emergency LENS LF3 (CD) | 1 | 2025-05-13 |  |  | לא קיים מידע
P0009 | Lighting Fixtures | M_Recessed Direct-Indirect Light - Asymmetrical | Topaz 1200mm | 4 | 2025-05-13 |  |  | לא קיים מידע
P0010 | Electrical Equipment | E_Wall Junction Box_MEPcontent_ABB_KNX Box_INT-EN_Shared | 6131_38-183-500 | 1 | 2025-05-13 |  |  | לא קיים מידע
P0010 | Electrical Fixtures | Detector Presence | Presence WC LM detector Mov | 1 | 2025-05-13 |  |  | לא קיים מידע
P0010 | Electrical Fixtures | Frame_Socket | Normal x2 WP | 2 | 2025-05-13 |  |  | לא קיים מידע
P0010 | Lighting Fixtures | Lighting_Ceiling-Mounted_Regent_REGENT_Echo_LED_RDL_3000K_D210 | Type 1 | 5 | 2025-05-13 |  |  | לא קיים מידע
P0010 | Lighting Fixtures | Lighting_Emergency-Security_Daisalux-Lens-L_CD-FR | Emergency LENS LF3 (CD) | 1 | 2025-05-13 |  |  | לא קיים מידע
P0010 | Lighting Fixtures | M_Recessed Direct-Indirect Light - Asymmetrical | Topaz 1200mm | 6 | 2025-05-13 |  |  | לא קיים מידע
P0011 | Electrical Fixtures | Frame_Socket | Normal x1 WP | 1 | 2025-05-13 |  |  | לא קיים מידע
P0011 | Lighting Fixtures | Lighting_Ceiling-Mounted_Regent_REGENT_Echo_LED_RDL_3000K_D210 | Type 1 | 4 | 2025-05-13 |  |  | לא קיים מידע
P0012 | Electrical Fixtures | Frame_Socket | Normal x1 WP | 1 | 2025-05-13 |  |  | לא קיים מידע
P0012 | Lighting Fixtures | Lighting_Ceiling-Mounted_Regent_REGENT_Echo_LED_RDL_3000K_D210 | Type 1 | 4 | 2025-05-13 |  |  | לא קיים מידע
P0013 | Electrical Equipment | E_Wall Junction Box_MEPcontent_ABB_KNX Box_INT-EN_Shared | 6131_38-183-500 | 1 | 2025-05-13 |  |  | לא קיים מידע
P0013 | Electrical Fixtures | Detector Presence | Presence WC LM detector Mov | 1 | 2025-05-13 |  |  | לא קיים מידע
P0013 | Lighting Fixtures | Lighting_Ceiling-Mounted_Regent_REGENT_Echo_LED_RDL_3000K_D210 | Type 1 | 2 | 2025-05-13 |  |  | לא קיים מידע
P0014 | Lighting Fixtures | Lighting_Ceiling-Mounted_Regent_REGENT_Echo_LED_RDL_3000K_D210 | Type 1 | 1 | 2025-05-13 |  |  | לא קיים מידע
P0015 | Lighting Fixtures | Lighting_Ceiling-Mounted_Regent_REGENT_Echo_LED_RDL_3000K_D210 | Type 1 | 1 | 2025-05-13 |  |  | לא קיים מידע
P0016 | Electrical Equipment | E_Wall Junction Box_MEPcontent_ABB_KNX Box_INT-EN_Shared | 6131_38-183-500 | 1 | 2025-05-13 |  |  | לא קיים מידע
P0016 | Electrical Fixtures | Detector Presence | Presence WC LM detector Mov | 1 | 2025-05-13 |  |  | לא קיים מידע
P0016 | Electrical Fixtures | Frame_Socket | Normal x1 WP | 1 | 2025-05-13 |  |  | לא קיים מידע
P0016 | Lighting Fixtures | EXIT Base_Ceiling_Wall_R18 | Exit | 1 | 2025-05-13 |  |  | לא קיים מידע
P0016 | Lighting Fixtures | Lighting_Emergency-Security_Daisalux-Lens-L_CD-FR | Emergency LENS LF3 (CD) | 1 | 2025-05-13 |  |  | לא קיים מידע
P0016 | Lighting Fixtures | M_Recessed Direct-Indirect Light - Asymmetrical | Topaz 1200mm 24h | 3 | 2025-05-13 |  |  | לא קיים מידע
P0017 | Electrical Equipment | E_Wall Junction Box_MEPcontent_ABB_KNX Box_INT-EN_Shared | 6131_38-183-500 | 1 | 2025-05-13 |  |  | לא קיים מידע
P0017 | Electrical Fixtures | Detector Presence | Presence WC LM detector Mov | 1 | 2025-05-13 |  |  | לא קיים מידע
P0017 | Electrical Fixtures | Frame_Socket | Normal x1 WP | 1 | 2025-05-13 |  |  | לא קיים מידע
P0017 | Electrical Fixtures | Frame_Socket | Normal x2 WP | 1 | 2025-05-13 |  |  | לא קיים מידע
P0017 | Lighting Fixtures | EXIT Base_Ceiling_Wall_R18 | Exit | 1 | 2025-05-13 |  |  | לא קיים מידע
P0017 | Lighting Fixtures | Lighting_Emergency-Security_Daisalux-Lens-L_CD-FR | Emergency LENS LF3 (CD) | 1 | 2025-05-13 |  |  | לא קיים מידע
P1001 | Electrical Fixtures | Frame_Socket | Normal x2 | 1 | 2025-05-13 | operational yard | 537.3 | כן
P1001 | Electrical Fixtures | M_Junction Boxes - W | W | 4 | 2025-05-13 | operational yard | 537.3 | כן
P1001 | Lighting Fixtures | M_Ceiling Light - Linear Box1 | Emergency Lamp | 13 | 2025-05-13 | operational yard | 537.3 | כן
P1001 | Lighting Fixtures | ×¡×™ ×œ×“ 6600 | 42W 4000K | 35 | 2025-05-13 | operational yard | 537.3 | כן
P1001 | Mechanical Equipment | Electrical cabinet | Electrical cabinet | 1 | 2025-05-13 | operational yard | 537.3 | כן
P1001 | Mechanical Equipment | Outdoor unit 80000 | Outdoor unit 80000 | 3 | 2025-05-13 | operational yard | 537.3 | כן
P1002 | Electrical Fixtures | M_Junction Boxes - W | W | 6 | 2025-05-13 | HVAC | 1168.6 | לא
P1002 | Lighting Fixtures | EXIT Base_Ceiling_Wall_R18 | Exit | 2 | 2025-05-13 | HVAC | 1168.6 | לא
P1002 | Lighting Fixtures | M_Ceiling Light - Linear Box1 | Emergency Lamp | 22 | 2025-05-13 | HVAC | 1168.6 | לא
P1002 | Lighting Fixtures | ×¡×™ ×œ×“ 6600 | 42W 4000K | 100 | 2025-05-13 | HVAC | 1168.6 | לא
P1002 | Lighting Fixtures | ×¡×™ ×œ×“ 6600 | 42W 4000K 24h | 13 | 2025-05-13 | HVAC | 1168.6 | לא
P1002 | Mechanical Equipment | AHU 18000 CFM | AHU 18000 CFM | 1 | 2025-05-13 | HVAC | 1168.6 | לא
P1002 | Mechanical Equipment | AHU 6000 CFM | AHU 6000 CFM | 1 | 2025-05-13 | HVAC | 1168.6 | לא
P1002 | Mechanical Equipment | Electrical cabinet | Electrical cabinet | 6 | 2025-05-13 | HVAC | 1168.6 | לא
P1002 | Mechanical Equipment | Family1 | Family1 | 1 | 2025-05-13 | HVAC | 1168.6 | לא
P1002 | Mechanical Equipment | M_Mechanical Equipment_Chiller 45-2519-01-RV | Chiller 45-2519-01-RV | 5 | 2025-05-13 | HVAC | 1168.6 | לא
P1002 | Mechanical Equipment | M_Mechanical Equipment_Inert Base | 176x343 | 1 | 2025-05-13 | HVAC | 1168.6 | לא
P1002 | Mechanical Equipment | M_Mechanical Equipment_Inert Base | 220Ñ…533 | 1 | 2025-05-13 | HVAC | 1168.6 | לא
P1002 | Mechanical Equipment | M_Mechanical Equipment_Inert Base | 234Ñ…350 | 1 | 2025-05-13 | HVAC | 1168.6 | לא
P1002 | Mechanical Equipment | M_Mechanical Equipment_Inert Base | 262x206 | 1 | 2025-05-13 | HVAC | 1168.6 | לא
P1002 | Mechanical Equipment | M_Mechanical Equipment_Inert Base | 278x490 | 1 | 2025-05-13 | HVAC | 1168.6 | לא
P1002 | Mechanical Equipment | M_Mechanical Equipment_Inert Base | 355x355 | 1 | 2025-05-13 | HVAC | 1168.6 | לא
P1002 | Mechanical Equipment | M_Mechanical Equipment_Inert Base | 400x500 | 1 | 2025-05-13 | HVAC | 1168.6 | לא
P1002 | Mechanical Equipment | M_Mechanical Equipment_Inert Base | 460x177 | 2 | 2025-05-13 | HVAC | 1168.6 | לא
P1002 | Mechanical Equipment | M_Mechanical Equipment_Inert Base | 746x264 | 1 | 2025-05-13 | HVAC | 1168.6 | לא
P1002 | Mechanical Equipment | M_Mechanical Equipment_Pump Etanorm_syt_3e_200_150_400-1950gpm | Pump 200-150-400 | 2 | 2025-05-13 | HVAC | 1168.6 | לא
P1002 | Mechanical Equipment | M_Mechanical Equipment_Pump NSCF 200-500-1320W | Pump NSCF 200-500-1320W | 4 | 2025-05-13 | HVAC | 1168.6 | לא
P1002 | Mechanical Equipment | M_Mechanical Equipment_Pump NSCS 150-400-900W | Pump NSCS 150-400-900W | 10 | 2025-05-13 | HVAC | 1168.6 | לא
P1002 | Mechanical Equipment | NHR_BOX-M | AHU 100% Fresh air 25000 CFM | 1 | 2025-05-13 | HVAC | 1168.6 | לא
P1003 | Electrical Equipment | M_Circuit Breaker Switchboard | 80mmx40mm | 1 | 2025-05-13 | RO/CDA/DHW zone | 287.36 | לא
P1003 | Electrical Fixtures | M_Junction Boxes - W | W | 2 | 2025-05-13 | RO/CDA/DHW zone | 287.36 | לא
P1003 | Electrical Fixtures | SOCKETS1 | x×©×§×¢ ×ª×§×©×•×¨×ª 2 | 1 | 2025-05-13 | RO/CDA/DHW zone | 287.36 | לא
P1003 | Lighting Fixtures | EXIT Base_Ceiling_Wall_R18 | Exit | 1 | 2025-05-13 | RO/CDA/DHW zone | 287.36 | לא
P1003 | Lighting Fixtures | M_Ceiling Light - Linear Box1 | Emergency Lamp | 8 | 2025-05-13 | RO/CDA/DHW zone | 287.36 | לא
P1003 | Lighting Fixtures | ×¡×™ ×œ×“ 6600 | 42W 4000K | 20 | 2025-05-13 | RO/CDA/DHW zone | 287.36 | לא
P1003 | Lighting Fixtures | ×¡×™ ×œ×“ 6600 | 42W 4000K 24h | 4 | 2025-05-13 | RO/CDA/DHW zone | 287.36 | לא
P1004 | Lighting Fixtures | Lighting_Emergency-Security_Daisalux-Lens-L_CD-FR | Emergency LENS LF3 (CD) | 3 | 2025-05-13 | stairs | 25.8 | לא
P1005 | Electrical Fixtures | BOX D | TV | 1 | 2025-05-13 | MEETING ROOM | 51.42 | לא
P1005 | Electrical Fixtures | Frame_Socket | Gen | 1 | 2025-05-13 | MEETING ROOM | 51.42 | לא
P1005 | Electrical Fixtures | SOCKETS1 | x×©×§×¢ ×ª×§×©×•×¨×ª 2 | 1 | 2025-05-13 | MEETING ROOM | 51.42 | לא
P1005 | Lighting Fixtures | Lighting_Emergency-Security_Daisalux-Lens-L_CD-FR | Emergency LENS LF3 (CD) | 2 | 2025-05-13 | MEETING ROOM | 51.42 | לא
P1005 | Lighting Fixtures | M_Recessed Direct-Indirect Light - Asymmetrical | Topaz 1200mm | 9 | 2025-05-13 | MEETING ROOM | 51.42 | לא
P1005 | Lighting Fixtures | M_Recessed Direct-Indirect Light - Asymmetrical | Topaz 1200mm 24h | 2 | 2025-05-13 | MEETING ROOM | 51.42 | לא
P1006 | Electrical Equipment | E_Wall Junction Box_MEPcontent_ABB_KNX Box_INT-EN_Shared | 6131_38-183-500 | 1 | 2025-05-13 | women w.c | 13.54 | כן
P1006 | Electrical Fixtures | Detector Presence | Presence WC LM detector Mov | 1 | 2025-05-13 | women w.c | 13.54 | כן
P1006 | Lighting Fixtures | Lighting_Ceiling-Mounted_Regent_REGENT_Echo_LED_RDL_3000K_D210 | Type 1 | 10 | 2025-05-13 | women w.c | 13.54 | כן
P1006 | Lighting Fixtures | Lighting_Emergency-Security_Daisalux-Lens-L_CD-FR | Emergency LENS LF3 (CD) | 1 | 2025-05-13 | women w.c | 13.54 | כן
P1006 | Lighting Fixtures | M_Recessed Direct-Indirect Light - Asymmetrical | Topaz 1200mm 24h | 4 | 2025-05-13 | women w.c | 13.54 | כן
P1007 | Lighting Fixtures | ×¡×™ ×œ×“ 6600 | 42W 4000K | 1 | 2025-05-13 | plumbing shaft | 8.19 | כן
P1008 | Electrical Fixtures | BOX D | 2 | 2 | 2025-05-13 | HVAC | 31.85 | לא
P1008 | Electrical Fixtures | Frame_Socket | Normal x2 | 1 | 2025-05-13 | HVAC | 31.85 | לא
P1008 | Electrical Fixtures | Frame_Socket | Type 1 | 1 | 2025-05-13 | HVAC | 31.85 | לא
P1008 | Lighting Fixtures | M_Ceiling Light - Linear Box1 | Emergency Lamp | 1 | 2025-05-13 | HVAC | 31.85 | לא
P1008 | Lighting Fixtures | ×¡×™ ×œ×“ 6600 | 42W 4000K | 3 | 2025-05-13 | HVAC | 31.85 | לא
P1009 | Electrical Equipment | E_Wall Junction Box_MEPcontent_ABB_KNX Box_INT-EN_Shared | 6131_38-183-500 | 1 | 2025-05-13 | men w.c | 13.39 | כן
P1009 | Electrical Fixtures | Detector Presence | Presence WC LM detector Mov | 1 | 2025-05-13 | men w.c | 13.39 | כן
P1009 | Lighting Fixtures | Lighting_Ceiling-Mounted_Regent_REGENT_Echo_LED_RDL_3000K_D210 | Type 1 | 10 | 2025-05-13 | men w.c | 13.39 | כן
P1009 | Lighting Fixtures | Lighting_Emergency-Security_Daisalux-Lens-L_CD-FR | Emergency LENS LF3 (CD) | 1 | 2025-05-13 | men w.c | 13.39 | כן
P1009 | Lighting Fixtures | M_Recessed Direct-Indirect Light - Asymmetrical | Topaz 1200mm 24h | 4 | 2025-05-13 | men w.c | 13.39 | כן
P1010 | Electrical Equipment | M_Circuit Breaker Switchboard | 100mmx46mm | 2 | 2025-05-13 | it /security room | 31.2 | לא
P1010 | Electrical Equipment | M_Transformer Switchboard | 400mmx250mmx600h | 2 | 2025-05-13 | it /security room | 31.2 | לא
P1010 | Electrical Fixtures | SOCKETS1 | x×©×§×¢ ×ª×§×©×•×¨×ª 2 | 2 | 2025-05-13 | it /security room | 31.2 | לא
P1010 | Lighting Fixtures | M_Ceiling Light - Linear Box1 | Emergency Lamp | 2 | 2025-05-13 | it /security room | 31.2 | לא
P1010 | Lighting Fixtures | ×¡×™ ×œ×“ 6600 | 42W 4000K | 9 | 2025-05-13 | it /security room | 31.2 | לא
P1010 | Mechanical Equipment | AW 1200 | AW 1200 | 2 | 2025-05-13 | it /security room | 31.2 | לא
P1011 | Lighting Fixtures | Lighting_Emergency-Security_Daisalux-Lens-L_CD-FR | Emergency LENS LF3 (CD) | 3 | 2025-05-13 | stairs | 25.8 | לא
P1012 | Electrical Fixtures | Frame_Socket | Normal x2 | 1 | 2025-05-13 | service | 14.82 | לא
P1013 | Electrical Fixtures | Frame_Socket | Type 1 | 5 | 2025-05-13 | FMS main room | 31.58 | לא
P1013 | Lighting Fixtures | ×¡×™ ×œ×“ 6600 | 42W 4000K | 2 | 2025-05-13 | FMS main room | 31.58 | לא
P1015 | Electrical Equipment | M_Circuit Breaker Switchboard | 100mmx46mm | 2 | 2025-05-13 | it /security room | 31.2 | כן
P1015 | Electrical Equipment | M_Transformer Switchboard | 400mmx250mmx600h | 2 | 2025-05-13 | it /security room | 31.2 | כן
P1015 | Electrical Fixtures | SOCKETS1 | x×©×§×¢ ×ª×§×©×•×¨×ª 2 | 2 | 2025-05-13 | it /security room | 31.2 | כן
P1015 | Lighting Fixtures | M_Ceiling Light - Linear Box1 | Emergency Lamp | 2 | 2025-05-13 | it /security room | 31.2 | כן
P1015 | Lighting Fixtures | ×¡×™ ×œ×“ 6600 | 42W 4000K | 9 | 2025-05-13 | it /security room | 31.2 | כן
P1015 | Mechanical Equipment | AW 1200 | AW 1200 | 2 | 2025-05-13 | it /security room | 31.2 | כן
P1016 | Lighting Fixtures | Lighting_Emergency-Security_Daisalux-Lens-L_CD-FR | Emergency LENS LF3 (CD) | 2 | 2025-05-13 | stairs | 25.6 | כן
P1018 | Electrical Fixtures | Frame_Socket | Normal x2 | 1 | 2025-05-13 | TECHNICAL ROOM | 14.82 | לא
P1019 | Electrical Fixtures | Frame_Socket | Normal x2 | 1 | 2025-05-13 | TECHNICAL ROOM | 14.82 | כן
P1020 | Electrical Equipment | M_Circuit Breaker Switchboard | 100mmx46mm | 1 | 2025-05-13 | it /security room | 32.05 | כן
P1020 | Electrical Equipment | M_Transformer Switchboard | 400mmx250mmx600h | 2 | 2025-05-13 | it /security room | 32.05 | כן
P1020 | Electrical Fixtures | Frame_Socket | 1 AC GEN | 2 | 2025-05-13 | it /security room | 32.05 | כן
P1020 | Electrical Fixtures | SOCKETS1 | x×©×§×¢ ×ª×§×©×•×¨×ª 2 | 2 | 2025-05-13 | it /security room | 32.05 | כן
P1020 | Lighting Fixtures | M_Ceiling Light - Linear Box1 | Emergency Lamp | 2 | 2025-05-13 | it /security room | 32.05 | כן
P1020 | Lighting Fixtures | ×¡×™ ×œ×“ 6600 | 42W 4000K | 9 | 2025-05-13 | it /security room | 32.05 | כן
P1020 | Mechanical Equipment | AW 1200 | AW 1200 | 2 | 2025-05-13 | it /security room | 32.05 | כן
P1022 | Electrical Fixtures | Frame_Socket | Normal x2 | 1 | 2025-05-13 | elevators Lobby | 20.45 | כן
P1022 | Lighting Fixtures | EXIT Base_Ceiling_Wall_R18 | Exit | 1 | 2025-05-13 | elevators Lobby | 20.45 | כן
P1022 | Lighting Fixtures | Lighting_Emergency-Security_Daisalux-Lens-L_CD-FR | Emergency LENS LF3 (CD) | 2 | 2025-05-13 | elevators Lobby | 20.45 | כן
P1022 | Lighting Fixtures | ×¤×¡ ×œ×“ ×©×§×•×¢ | 151 24h | 6 | 2025-05-13 | elevators Lobby | 20.45 | כן
P1022 | Lighting Fixtures | ×¤×¡ ×œ×“ ×©×§×•×¢ | 700 24h | 1 | 2025-05-13 | elevators Lobby | 20.45 | כן
P1025 | Lighting Fixtures | ×¡×™ ×œ×“ 6600 | 42W 4000K | 2 | 2025-05-13 | TECHNICAL ROOM | 6.45 | כן
P1026 | Lighting Fixtures | Lighting_Emergency-Security_Daisalux-Lens-L_CD-FR | Emergency LENS LF3 (CD) | 1 | 2025-05-13 | service zone (fire) | 9.89 | לא
P1026 | Lighting Fixtures | M_Recessed Direct-Indirect Light - Asymmetrical | Topaz 1200mm | 4 | 2025-05-13 | service zone (fire) | 9.89 | לא
P1026 | Lighting Fixtures | M_Recessed Direct-Indirect Light - Asymmetrical | Topaz 1200mm 24h | 2 | 2025-05-13 | service zone (fire) | 9.89 | לא
P1027 | Lighting Fixtures | Lighting_Ceiling-Mounted_Regent_REGENT_Echo_LED_RDL_3000K_D210 | Type 1 | 2 | 2025-05-13 | disable w.c | 3.32 | כן
P1028 | Lighting Fixtures | Lighting_Ceiling-Mounted_Regent_REGENT_Echo_LED_RDL_3000K_D210 | Type 24h | 2 | 2025-05-13 | service zone (fire) | 9.89 | לא
P1028 | Lighting Fixtures | Lighting_Emergency-Security_Daisalux-Lens-L_CD-FR | Emergency LENS LF3 (CD) | 1 | 2025-05-13 | service zone (fire) | 9.89 | לא
P1028 | Lighting Fixtures | M_Ceiling Light - Linear Box1 | Emergency Lamp | 1 | 2025-05-13 | service zone (fire) | 9.89 | לא
P1028 | Lighting Fixtures | M_Recessed Direct-Indirect Light - Asymmetrical | Topaz 1200mm | 2 | 2025-05-13 | service zone (fire) | 9.89 | לא
P1032 | Electrical Equipment | Yani_Circuit breaker_SwitchBoard | 60x240x210 GEN | 1 | 2025-05-13 | electricity room | 2.78 | לא
P1032 | Electrical Fixtures | SOCKETS1 | x×©×§×¢ ×ª×§×©×•×¨×ª 2 | 1 | 2025-05-13 | electricity room | 2.78 | לא
P1034 | Lighting Fixtures | EXIT Base_Ceiling_Wall_R18 | Exit | 2 | 2025-05-13 | smoke lobby | 11.74 | לא
P1034 | Lighting Fixtures | Lighting_Emergency-Security_Daisalux-Lens-L_CD-FR | Emergency LENS LF3 (CD) | 1 | 2025-05-13 | smoke lobby | 11.74 | לא
P1034 | Lighting Fixtures | M_Recessed Direct-Indirect Light - Asymmetrical | Topaz 1200mm | 3 | 2025-05-13 | smoke lobby | 11.74 | לא
P1034 | Lighting Fixtures | M_Recessed Direct-Indirect Light - Asymmetrical | Topaz 1200mm 24h | 1 | 2025-05-13 | smoke lobby | 11.74 | לא
P1035 | Electrical Equipment | Yani_Circuit breaker_SwitchBoard | 60x240x210 GEN | 1 | 2025-05-13 | electricity shaft | 2.78 | כן
P1035 | Electrical Fixtures | SOCKETS1 | x×©×§×¢ ×ª×§×©×•×¨×ª 2 | 1 | 2025-05-13 | electricity shaft | 2.78 | כן
P1038 | Electrical Equipment | Yani_Circuit breaker_SwitchBoard | 60x240x210 | 1 | 2025-05-13 | electricity shaft | 4.34 | לא
P1038 | Electrical Fixtures | SOCKETS1 | x×©×§×¢ ×ª×§×©×•×¨×ª 2 | 1 | 2025-05-13 | electricity shaft | 4.34 | לא
P1041 | Lighting Fixtures | EXIT Base_Ceiling_Wall_R18 | Exit | 2 | 2025-05-13 | smoke lobby | 11.74 | לא
P1041 | Lighting Fixtures | Lighting_Emergency-Security_Daisalux-Lens-L_CD-FR | Emergency LENS LF3 (CD) | 1 | 2025-05-13 | smoke lobby | 11.74 | לא
P1041 | Lighting Fixtures | M_Recessed Direct-Indirect Light - Asymmetrical | Topaz 1200mm | 3 | 2025-05-13 | smoke lobby | 11.74 | לא
P1041 | Lighting Fixtures | M_Recessed Direct-Indirect Light - Asymmetrical | Topaz 1200mm 24h | 1 | 2025-05-13 | smoke lobby | 11.74 | לא
P1046 | Electrical Equipment | Yani_Circuit breaker_SwitchBoard | 60x160x210 UPS | 1 | 2025-05-13 | electricity cabinet | 2.57 | כן
P1046 | Electrical Fixtures | SOCKETS1 | x×©×§×¢ ×ª×§×©×•×¨×ª 2 | 1 | 2025-05-13 | electricity cabinet | 2.57 | כן
P1051 | Electrical Fixtures | M_Junction Boxes - W | W | 4 | 2025-05-13 | english yard | 204.24 | לא
P1052 | Electrical Equipment | M_Transformer Switchboard | 800mmx400mmx2200h | 6 | 2025-05-13 | LSS/FMS room | 7.93 | כן
P1052 | Lighting Fixtures | ×¡×™ ×œ×“ 6600 | 42W 4000K | 1 | 2025-05-13 | LSS/FMS room | 7.93 | כן
P1052 | Lighting Fixtures | ×¡×™ ×œ×“ 6600 | 42W 4000K 24h | 1 | 2025-05-13 | LSS/FMS room | 7.93 | כן
P1053 | Electrical Fixtures | Frame_Socket | Normal x2 WP | 1 | 2025-05-13 | plumbing shaft | 8.19 | כן
P1053 | Lighting Fixtures | ×¡×™ ×œ×“ 6600 | 42W 4000K | 2 | 2025-05-13 | plumbing shaft | 8.19 | כן
P1054 | Electrical Equipment | M_Transformer Switchboard | 800mmx400mmx2200h | 2 | 2025-05-13 | LSS/FMS room | 7.93 | כן
P1054 | Electrical Fixtures | Frame_Socket | Normal x2 | 1 | 2025-05-13 | LSS/FMS room | 7.93 | כן
P1054 | Lighting Fixtures | ×¡×™ ×œ×“ 6600 | 42W 4000K | 1 | 2025-05-13 | LSS/FMS room | 7.93 | כן
P1054 | Lighting Fixtures | ×¡×™ ×œ×“ 6600 | 42W 4000K 24h | 1 | 2025-05-13 | LSS/FMS room | 7.93 | כן
P1056 | Electrical Fixtures | Frame_Socket | Normal x1 | 1 | 2025-05-13 | plumbing shaft | 6.68 | לא
P1057 | Electrical Fixtures | Frame_Socket | Normal x2 | 5 | 2025-05-13 | parking area | 541.94 | לא
P1057 | Lighting Fixtures | EXIT Base_Ceiling_Wall_R18 | Exit | 2 | 2025-05-13 | parking area | 541.94 | לא
P1057 | Lighting Fixtures | M_Ceiling Light - Linear Box1 | Emergency Lamp | 11 | 2025-05-13 | parking area | 541.94 | לא
P1057 | Lighting Fixtures | ×¡×™ ×œ×“ 6600 | 42W 4000K | 25 | 2025-05-13 | parking area | 541.94 | לא
P1057 | Lighting Fixtures | ×¡×™ ×œ×“ 6600 | 42W 4000K 24h | 4 | 2025-05-13 | parking area | 541.94 | לא
P1058 | Electrical Equipment | Generator_Diesel-SDMO-Kohler-KD1500_1800_kW | KD2500-UE | 1 | 2025-05-13 | FUTURE generators room | 115.02 | כן
P1058 | Electrical Fixtures | M_Junction Boxes - W | W | 1 | 2025-05-13 | FUTURE generators room | 115.02 | כן
P1058 | Lighting Fixtures | M_Ceiling Light - Linear Box1 | Emergency Lamp | 3 | 2025-05-13 | FUTURE generators room | 115.02 | כן
P1058 | Lighting Fixtures | ×¡×™ ×œ×“ 6600 | 42W 4000K | 5 | 2025-05-13 | FUTURE generators room | 115.02 | כן
P1058 | Lighting Fixtures | ×¡×™ ×œ×“ 6600 | 42W 4000K 24h | 1 | 2025-05-13 | FUTURE generators room | 115.02 | כן
P1059 | Lighting Fixtures | Lighting_Emergency-Security_Daisalux-Lens-L_CD-FR | Emergency LENS LF3 (CD) | 1 | 2025-05-13 | smoke lobby | 11.97 | כן
P1059 | Lighting Fixtures | M_Recessed Direct-Indirect Light - Asymmetrical | Topaz 1200mm 24h | 2 | 2025-05-13 | smoke lobby | 11.97 | כן
P1060 | Electrical Fixtures | Frame_Socket | Normal x1 | 1 | 2025-05-13 | Systems room | 9.55 | לא
P1063 | Electrical Equipment | E_Wall Junction Box_MEPcontent_ABB_KNX Box_INT-EN_Shared | 6131_38-183-500 | 1 | 2025-05-13 | toilets | 7.56 | לא
P1063 | Electrical Fixtures | Detector Presence | Presence WC LM detector Mov | 1 | 2025-05-13 | toilets | 7.56 | לא
P1063 | Electrical Fixtures | Frame_Socket | Normal x1 WP | 1 | 2025-05-13 | toilets | 7.56 | לא
P1063 | Lighting Fixtures | Lighting_Ceiling-Mounted_Regent_REGENT_Echo_LED_RDL_3000K_D210 | Type 1 | 3 | 2025-05-13 | toilets | 7.56 | לא
P1063 | Lighting Fixtures | Lighting_Emergency-Security_Daisalux-Lens-L_CD-FR | Emergency LENS LF3 (CD) | 1 | 2025-05-13 | toilets | 7.56 | לא
P1063 | Lighting Fixtures | M_Recessed Direct-Indirect Light - Asymmetrical | Topaz 1200mm 24h | 2 | 2025-05-13 | toilets | 7.56 | לא
P1064 | Electrical Fixtures | Frame_Socket | Normal x2 | 1 | 2025-05-13 | restaurant exhaust shaft | 7.47 | כן
P1065 | Electrical Fixtures | Frame_Socket | Normal x2 | 1 | 2025-05-13 | cleaning room | 6.45 | לא
P1065 | Lighting Fixtures | Lighting_Ceiling-Mounted_Regent_REGENT_Echo_LED_RDL_3000K_D210 | Type 1 | 1 | 2025-05-13 | cleaning room | 6.45 | לא
P1065 | Lighting Fixtures | M_Recessed Direct-Indirect Light - Asymmetrical | Topaz 1200mm | 1 | 2025-05-13 | cleaning room | 6.45 | לא
P1066 | Electrical Fixtures | M_Junction Boxes - W | W | 1 | 2025-05-13 | RO/CDA/DHW zone | 50.85 | לא
P1066 | Lighting Fixtures | EXIT Base_Ceiling_Wall_R18 | Exit | 1 | 2025-05-13 | RO/CDA/DHW zone | 50.85 | לא
P1066 | Lighting Fixtures | M_Ceiling Light - Linear Box1 | Emergency Lamp | 1 | 2025-05-13 | RO/CDA/DHW zone | 50.85 | לא
P1066 | Lighting Fixtures | ×¡×™ ×œ×“ 6600 | 42W 4000K | 6 | 2025-05-13 | RO/CDA/DHW zone | 50.85 | לא
P1066 | Lighting Fixtures | ×¡×™ ×œ×“ 6600 | 42W 4000K 24h | 1 | 2025-05-13 | RO/CDA/DHW zone | 50.85 | לא
P1067 | Electrical Equipment | M_Circuit Breaker Switchboard | 80mmx40mm | 1 | 2025-05-13 | RO/CDA/DHW zone | 51.41 | כן
P1067 | Electrical Fixtures | M_Junction Boxes - W | W | 1 | 2025-05-13 | RO/CDA/DHW zone | 51.41 | כן
P1067 | Electrical Fixtures | SOCKETS1 | x×©×§×¢ ×ª×§×©×•×¨×ª 2 | 1 | 2025-05-13 | RO/CDA/DHW zone | 51.41 | כן
P1067 | Lighting Fixtures | EXIT Base_Ceiling_Wall_R18 | Exit | 1 | 2025-05-13 | RO/CDA/DHW zone | 51.41 | כן
P1067 | Lighting Fixtures | Lighting_Emergency-Security_Daisalux-Lens-L_CD-FR | Emergency LENS LF3 (CD) | 2 | 2025-05-13 | RO/CDA/DHW zone | 51.41 | כן
P1067 | Lighting Fixtures | ×¡×™ ×œ×“ 6600 | 42W 4000K | 8 | 2025-05-13 | RO/CDA/DHW zone | 51.41 | כן
P1067 | Lighting Fixtures | ×¡×™ ×œ×“ 6600 | 42W 4000K 24h | 2 | 2025-05-13 | RO/CDA/DHW zone | 51.41 | כן
P1072 | Lighting Fixtures | EXIT Base_Ceiling_Wall_R18 | Exit | 1 | 2025-05-13
P1072 | Lighting Fixtures | Lighting_Ceiling-Mounted_Regent_REGENT_Echo_LED_RDL_3000K_D210 | Type 1 | 1 | 2025-05-13
P1072 | Lighting Fixtures | Lighting_Emergency-Security_Daisalux-Lens-L_CD-FR | Emergency LENS LF3 (CD) | 3 | 2025-05-13
P1072 | Lighting Fixtures | M_Recessed Direct-Indirect Light - Asymmetrical | Topaz 1200mm | 6 | 2025-05-13
P1072 | Lighting Fixtures | M_Recessed Direct-Indirect Light - Asymmetrical | Topaz 1200mm 24h | 4 | 2025-05-13
P1077 | Electrical Fixtures | M_Junction Boxes - W | W | 2 | 2025-05-13 | R0 tanks room | 50.52 | ??
P1077 | Lighting Fixtures | EXIT Base_Ceiling_Wall_R18 | Exit | 1 | 2025-05-13 | R0 tanks room | 50.52 | ??
P1077 | Lighting Fixtures | M_Ceiling Light - Linear Box1 | Emergency Lamp | 2 | 2025-05-13 | R0 tanks room | 50.52 | ??
P1077 | Lighting Fixtures | ×¡×™ ×œ×“ 6600 | 42W 4000K | 4 | 2025-05-13 | R0 tanks room | 50.52 | ??
P1077 | Lighting Fixtures | ×¡×™ ×œ×“ 6600 | 42W 4000K 24h | 1 | 2025-05-13 | R0 tanks room | 50.52 | ??
P1079 | Electrical Fixtures | Frame_Socket | Normal x2 | 2 | 2025-05-13 | trash room for 3 containers | 131.56 | ??
P1079 | Lighting Fixtures | EXIT Base_Ceiling_Wall_R18 | Exit | 1 | 2025-05-13 | trash room for 3 containers | 131.56 | ??
P1079 | Lighting Fixtures | M_Ceiling Light - Linear Box1 | Emergency Lamp | 4 | 2025-05-13 | trash room for 3 containers | 131.56 | ??
P1079 | Lighting Fixtures | ×¡×™ ×œ×“ 6600 | 42W 4000K | 10 | 2025-05-13 | trash room for 3 containers | 131.56 | ??
P1079 | Lighting Fixtures | ×¡×™ ×œ×“ 6600 | 42W 4000K 24h | 2 | 2025-05-13 | trash room for 3 containers | 131.56 | ??
P1080 | Electrical Fixtures | Frame_Socket | Normal x2 | 3 | 2025-05-13 | trash collection center | 38.11 | ??
P1080 | Lighting Fixtures | ×¡×™ ×œ×“ 6600 | 42W 4000K | 3 | 2025-05-13 | trash collection center | 38.11 | ??
P1080 | Lighting Fixtures | ×¡×™ ×œ×“ 6600 | 42W 4000K 24h | 1 | 2025-05-13 | trash collection center | 38.11 | ??
P1081 | Electrical Equipment | Generator_Diesel-SDMO-Kohler-KD1500_1800_kW | KD2500-UE | 2 | 2025-05-13 | generators room | 274.65 | ??
P1081 | Electrical Equipment | M_Transformer Switchboard | 100x80cm | 1 | 2025-05-13 | generators room | 274.65 | ??
P1081 | Electrical Fixtures | M_Junction Boxes - W | W | 2 | 2025-05-13 | generators room | 274.65 | ??
P1081 | Electrical Fixtures | SOCKETS1 | x×©×§×¢ ×ª×§×©×•×¨×ª 2 | 1 | 2025-05-13 | generators room | 274.65 | ??
P1081 | Lighting Fixtures | EXIT Base_Ceiling_Wall_R18 | Exit | 1 | 2025-05-13 | generators room | 274.65 | ??
P1081 | Lighting Fixtures | M_Ceiling Light - Linear Box1 | Emergency Lamp | 4 | 2025-05-13 | generators room | 274.65 | ??
P1081 | Lighting Fixtures | ×¡×™ ×œ×“ 6600 | 42W 4000K | 7 | 2025-05-13 | generators room | 274.65 | ??
P1081 | Lighting Fixtures | ×¡×™ ×œ×“ 6600 | 42W 4000K 24h | 4 | 2025-05-13 | generators room | 274.65 | ??
P1082 | Electrical Fixtures | Frame_Socket | Type 1 | 2 | 2025-05-13 | quiet hvac room | 12.69 | ??
P1082 | Lighting Fixtures | ×¡×™ ×œ×“ 6600 | 42W 4000K | 2 | 2025-05-13 | quiet hvac room | 12.69 | ??
P1082 | Mechanical Equipment | AWSQ 800 | AWSQ 800 | 1 | 2025-05-13 | quiet hvac room | 12.69 | ??
P1084 | Electrical Equipment | Yani_Circuit breaker_SwitchBoard | 60x240x210 | 1 | 2025-05-13 | electricity cabinet | 6.68 | ??
P1084 | Electrical Equipment | Yani_Circuit breaker_SwitchBoard | 60x240x210 GEN | 1 | 2025-05-13 | electricity cabinet | 6.68 | ??
P1084 | Electrical Fixtures | SOCKETS1 | x×©×§×¢ ×ª×§×©×•×¨×ª 2 | 2 | 2025-05-13 | electricity cabinet | 6.68 | ??
P1086 | Lighting Fixtures | EXIT Base_Ceiling_Wall_R18 | Exit | 2 | 2025-05-13 | smoke lobby | 11.74 | ??
P1086 | Lighting Fixtures | Lighting_Emergency-Security_Daisalux-Lens-L_CD-FR | Emergency LENS LF3 (CD) | 1 | 2025-05-13 | smoke lobby | 11.74 | ??
P1086 | Lighting Fixtures | M_Recessed Direct-Indirect Light - Asymmetrical | Topaz 1200mm | 3 | 2025-05-13 | smoke lobby | 11.74 | ??
P1086 | Lighting Fixtures | M_Recessed Direct-Indirect Light - Asymmetrical | Topaz 1200mm 24h | 1 | 2025-05-13 | smoke lobby | 11.74 | ??
P1087 | Electrical Fixtures | Frame_Socket | Normal x2 | 1 | 2025-05-13 | service zone | 29.34 | ??
P1087 | Lighting Fixtures | Lighting_Ceiling-Mounted_Regent_REGENT_Echo_LED_RDL_3000K_D210 | Type 1 | 1 | 2025-05-13 | service zone | 29.34 | ??
P1087 | Lighting Fixtures | Lighting_Emergency-Security_Daisalux-Lens-L_CD-FR | Emergency LENS LF3 (CD) | 2 | 2025-05-13 | service zone | 29.34 | ??
P1087 | Lighting Fixtures | M_Recessed Direct-Indirect Light - Asymmetrical | Topaz 1200mm | 4 | 2025-05-13 | service zone | 29.34 | ??
P1087 | Lighting Fixtures | M_Recessed Direct-Indirect Light - Asymmetrical | Topaz 1200mm 24h | 1 | 2025-05-13 | service zone | 29.34 | ??
P1089 | Electrical Equipment | M_Transformer Switchboard | 800mmx400mmx2200h | 7 | 2025-05-13 | LSS/FMS room | 8.91 | ??
P1089 | Electrical Fixtures | Frame_Socket | Normal x2 | 1 | 2025-05-13 | LSS/FMS room | 8.91 | ??
P1089 | Electrical Fixtures | SOCKETS1 | x×©×§×¢ ×ª×§×©×•×¨×ª 2 | 1 | 2025-05-13 | LSS/FMS room | 8.91 | ??
P1092 | Electrical Equipment | M_Transformer Switchboard | 80x50cm | 1 | 2025-05-13 | double space pump room | 35.58 | ??
P1092 | Electrical Fixtures | M_Junction Boxes - W | W | 1 | 2025-05-13 | double space pump room | 35.58 | ??
P1092 | Electrical Fixtures | SOCKETS1 | x×©×§×¢ ×ª×§×©×•×¨×ª 2 | 1 | 2025-05-13 | double space pump room | 35.58 | ??
P1093 | Electrical Fixtures | Frame_Socket | Normal x2 | 3 | 2025-05-13 | corridor | 70.83 | ??
P1093 | Lighting Fixtures | EXIT Base_Ceiling_Wall_R18 | Exit | 3 | 2025-05-13 | corridor | 70.83 | ??
P1093 | Lighting Fixtures | Lighting_Emergency-Security_Daisalux-Lens-L_CD-FR | Emergency LENS LF3 (CD) | 4 | 2025-05-13 | corridor | 70.83 | ??
P1093 | Lighting Fixtures | M_Recessed Direct-Indirect Light - Asymmetrical | Topaz 1200mm | 7 | 2025-05-13 | corridor | 70.83 | ??
P1093 | Lighting Fixtures | M_Recessed Direct-Indirect Light - Asymmetrical | Topaz 1200mm 24h | 3 | 2025-05-13 | corridor | 70.83 | ??
P1095 | Electrical Fixtures | Frame_Socket | Normal x2 | 2 | 2025-05-13 | corridor | 21.02 | ??
P1095 | Lighting Fixtures | EXIT Base_Ceiling_Wall_R18 | Exit | 1 | 2025-05-13 | corridor | 21.02 | ??
P1095 | Lighting Fixtures | Lighting_Emergency-Security_Daisalux-Lens-L_CD-FR | Emergency LENS LF3 (CD) | 2 | 2025-05-13 | corridor | 21.02 | ??
P1095 | Lighting Fixtures | M_Recessed Direct-Indirect Light - Asymmetrical | Topaz 1200mm | 4 | 2025-05-13 | corridor | 21.02 | ??
P1095 | Lighting Fixtures | M_Recessed Direct-Indirect Light - Asymmetrical | Topaz 1200mm 24h | 3 | 2025-05-13 | corridor | 21.02 | ??
P1096 | Electrical Fixtures | M_Junction Boxes - W | W | 1 | 2025-05-13 | INTRANCE TO PARKING | 443.5 | ??
P1096 | Lighting Fixtures | EXIT Base_Ceiling_Wall_R18 | Exit | 2 | 2025-05-13 | INTRANCE TO PARKING | 443.5 | ??
P1096 | Lighting Fixtures | EXIT Base_Ceiling_Wall_R18 | Exit Parking | 2 | 2025-05-13 | INTRANCE TO PARKING | 443.5 | ??
P1096 | Lighting Fixtures | M_Ceiling Light - Linear Box1 | Emergency Lamp | 4 | 2025-05-13 | INTRANCE TO PARKING | 443.5 | ??
P1096 | Lighting Fixtures | ×¡×™ ×œ×“ 6600 | 42W 4000K | 13 | 2025-05-13 | INTRANCE TO PARKING | 443.5 | ??
P1098 | Electrical Fixtures | Frame_Socket | Normal x2 | 4 | 2025-05-13 | TECH CORRIDOR | 160.09 | ??
P1098 | Lighting Fixtures | EXIT Base_Ceiling_Wall_R18 | Exit | 2 | 2025-05-13 | TECH CORRIDOR | 160.09 | ??
P1098 | Lighting Fixtures | M_Ceiling Light - Linear Box1 | Emergency Lamp | 7 | 2025-05-13 | TECH CORRIDOR | 160.09 | ??
P1098 | Lighting Fixtures | ×¡×™ ×œ×“ 6600 | 42W 4000K | 11 | 2025-05-13 | TECH CORRIDOR | 160.09 | ??
P1098 | Lighting Fixtures | ×¡×™ ×œ×“ 6600 | 42W 4000K 24h | 1 | 2025-05-13 | TECH CORRIDOR | 160.09 | ??
P1101 | Electrical Fixtures | Frame_Socket | Normal x2 | 1 | 2025-05-13 | smoke lobby | 7.43 | ??
P1101 | Lighting Fixtures | EXIT Base_Ceiling_Wall_R18 | Exit | 1 | 2025-05-13 | smoke lobby | 7.43 | ??
P1101 | Lighting Fixtures | ×¡×™ ×œ×“ 6600 | 42W 4000K 24h | 2 | 2025-05-13 | smoke lobby | 7.43 | ??
P1102 | Lighting Fixtures | EXIT Base_Ceiling_Wall_R18 | Exit | 1 | 2025-05-13 | corridor | 7.85 | ??
P1102 | Lighting Fixtures | M_Recessed Direct-Indirect Light - Asymmetrical | Topaz 1200mm | 2 | 2025-05-13 | corridor | 7.85 | ??
P1102 | Lighting Fixtures | M_Recessed Direct-Indirect Light - Asymmetrical | Topaz 1200mm 24h | 1 | 2025-05-13 | corridor | 7.85 | ??
P1103 | Electrical Fixtures | BOX D | 2 | 2 | 2025-05-13 | ELECTRICAL | 31.88 | ??
P1103 | Electrical Fixtures | Frame_Socket | Normal x2 | 3 | 2025-05-13 | ELECTRICAL | 31.88 | ??
P1103 | Electrical Fixtures | Frame_Socket | Type 1 | 1 | 2025-05-13 | ELECTRICAL | 31.88 | ??
P1103 | Lighting Fixtures | M_Ceiling Light - Linear Box1 | Emergency Lamp | 1 | 2025-05-13 | ELECTRICAL | 31.88 | ??
P1103 | Lighting Fixtures | ×¡×™ ×œ×“ 6600 | 42W 4000K | 4 | 2025-05-13 | ELECTRICAL | 31.88 | ??
P1104 | Electrical Equipment | Yani_Circuit breaker_SwitchBoard | 60x40x210 | 2 | 2025-05-13 | logistic kitchen | 64.03 | ??
P1104 | Electrical Fixtures | Frame_Socket | Control Panel | 3 | 2025-05-13 | logistic kitchen | 64.03 | ??
P1104 | Electrical Fixtures | Frame_Socket | Gen | 3 | 2025-05-13 | logistic kitchen | 64.03 | ??
P1104 | Electrical Fixtures | Frame_Socket | Normal x2 | 1 | 2025-05-13 | logistic kitchen | 64.03 | ??
P1104 | Electrical Fixtures | Frame_Socket | Normal x2 WP | 6 | 2025-05-13 | logistic kitchen | 64.03 | ??
P1104 | Electrical Fixtures | Frame_Socket | RK FOR KITCHEN | 2 | 2025-05-13 | logistic kitchen | 64.03 | ??
P1104 | Electrical Fixtures | SOCKETS1 | x×©×§×¢ ×ª×§×©×•×¨×ª 2 | 2 | 2025-05-13 | logistic kitchen | 64.03 | ??
P1104 | Lighting Fixtures | EXIT Base_Ceiling_Wall_R18 | Exit | 2 | 2025-05-13 | logistic kitchen | 64.03 | ??
P1104 | Lighting Fixtures | Lighting_Emergency-Security_Daisalux-Lens-L_CD-FR | Emergency LENS LF3 (CD) | 5 | 2025-05-13 | logistic kitchen | 64.03 | ??
P1104 | Lighting Fixtures | M_Ceiling Light - Linear Box | 0300x1200mm(1 Lamp) - 220V | 8 | 2025-05-13 | logistic kitchen | 64.03 | ??
P1104 | Lighting Fixtures | M_Ceiling Light - Linear Box | 0300x1200mm(1 Lamp) - 220V 24h | 2 | 2025-05-13 | logistic kitchen | 64.03 | ??
P1104 | Mechanical Equipment | Kitchen hoods(one way) | 120x95 | 1 | 2025-05-13 | logistic kitchen | 64.03 | ??
P1106 | Lighting Fixtures | Lighting_Ceiling-Mounted_Regent_REGENT_Echo_LED_RDL_3000K_D210 | Type 1 | 11 | 2025-05-13 | lockers of women showers | 23.05 | ??
P1106 | Lighting Fixtures | M_Recessed Direct-Indirect Light - Asymmetrical | Topaz 1200mm 24h | 2 | 2025-05-13 | lockers of women showers | 23.05 | ??
P1107 | Lighting Fixtures | Lighting_Ceiling-Mounted_Regent_REGENT_Echo_LED_RDL_3000K_D210 | Type 1 | 11 | 2025-05-13 | lockers of men showers | 23.76 | ??
P1107 | Lighting Fixtures | M_Recessed Direct-Indirect Light - Asymmetrical | Topaz 1200mm 24h | 2 | 2025-05-13 | lockers of men showers | 23.76 | ??
P1112 | Lighting Fixtures | M_Ceiling Light - Linear Box | 0300x1200mm(1 Lamp) - 220V | 1 | 2025-05-13 | cleaners storage | 4.59 | ??
P1113 | Lighting Fixtures | M_Ceiling Light - Linear Box | 0300x1200mm(1 Lamp) - 220V | 2 | 2025-05-13 | ××–×•×¨ ×ž×©×’×™×—,× ×™×¤×•×™ ×•×‘×¨×™×¨×” | 7.56 | ??
P1114 | Lighting Fixtures | M_Ceiling Light - Linear Box | 0300x1200mm(1 Lamp) - 220V | 2 | 2025-05-13 | storekeeper office | 7.64 | ??
P1116 | Electrical Equipment | M_Transformer Switchboard | 1000x80cm | 1 | 2025-05-13 | main elctricity room | 568.55 | ??
P1116 | Electrical Equipment | M_Transformer Switchboard | 100x80cm | 5 | 2025-05-13 | main elctricity room | 568.55 | ??
P1116 | Electrical Equipment | M_Transformer Switchboard | 120x80cm | 8 | 2025-05-13 | main elctricity room | 568.55 | ??
P1116 | Electrical Equipment | M_Transformer Switchboard | 322x80cm | 1 | 2025-05-13 | main elctricity room | 568.55 | ??
P1116 | Electrical Equipment | M_Transformer Switchboard | 490x100cm | 1 | 2025-05-13 | main elctricity room | 568.55 | ??
P1116 | Electrical Equipment | M_Transformer Switchboard | 500x100cm | 2 | 2025-05-13 | main elctricity room | 568.55 | ??
P1116 | Electrical Equipment | M_Transformer Switchboard | 620x100cm | 1 | 2025-05-13 | main elctricity room | 568.55 | ??
P1116 | Electrical Equipment | M_Transformer Switchboard | 645x80cm | 1 | 2025-05-13 | main elctricity room | 568.55 | ??
P1116 | Electrical Equipment | M_Transformer Switchboard | 670x80cm | 1 | 2025-05-13 | main elctricity room | 568.55 | ??
P1116 | Electrical Equipment | M_Transformer Switchboard | 680x80cm | 1 | 2025-05-13 | main elctricity room | 568.55 | ??
P1116 | Electrical Equipment | M_Transformer Switchboard | 902x80cm | 1 | 2025-05-13 | main elctricity room | 568.55 | ??
P1116 | Electrical Equipment | M_Transformer Switchboard | 945x80cm | 1 | 2025-05-13 | main elctricity room | 568.55 | ??
P1116 | Electrical Equipment | M_Uninterruptible Power Supply | 500 kVA | 2 | 2025-05-13 | main elctricity room | 568.55 | ??
P1116 | Electrical Equipment | M_Uninterruptible Power Supply | UPS Panel | 1 | 2025-05-13 | main elctricity room | 568.55 | ??
P1116 | Electrical Fixtures | Frame_Socket | Normal x2 | 1 | 2025-05-13 | main elctricity room | 568.55 | ??
P1116 | Electrical Fixtures | M_Junction Boxes - W | W | 7 | 2025-05-13 | main elctricity room | 568.55 | ??
P1116 | Electrical Fixtures | SOCKETS1 | x×©×§×¢ ×ª×§×©×•×¨×ª 2 | 19 | 2025-05-13 | main elctricity room | 568.55 | ??
P1116 | Electrical Fixtures | SOCKETS1 | ×§×•×¤×¡×ª ×ª×§×©×•×¨×ª | 5 | 2025-05-13 | main elctricity room | 568.55 | ??
P1116 | Lighting Fixtures | EXIT Base_Ceiling_Wall_R18 | Exit | 2 | 2025-05-13 | main elctricity room | 568.55 | ??
P1116 | Lighting Fixtures | M_Ceiling Light - Linear Box1 | Emergency Lamp | 18 | 2025-05-13 | main elctricity room | 568.55 | ??
P1116 | Lighting Fixtures | ×¡×™ ×œ×“ 6600 | 42W 4000K | 46 | 2025-05-13 | main elctricity room | 568.55 | ??
P1116 | Lighting Fixtures | ×¡×™ ×œ×“ 6600 | 42W 4000K 24h | 8 | 2025-05-13 | main elctricity room | 568.55 | ??
P1118 | Electrical Fixtures | M_Junction Boxes - W | W | 2 | 2025-05-13 | english yard | 86.92 | ??
P1121 | Electrical Equipment | Yani_Circuit breaker_SwitchBoard | 60x240x210 | 1 | 2025-05-13 | electricity shaft | 5.07 | ??
P1121 | Electrical Fixtures | SOCKETS1 | x×©×§×¢ ×ª×§×©×•×¨×ª 2 | 1 | 2025-05-13 | electricity shaft | 5.07 | ??
P1122 | Lighting Fixtures | Lighting_Emergency-Security_Daisalux-Lens-L_CD-FR | Emergency LENS LF3 (CD) | 1 | 2025-05-13 | corridor | 7.85 | ??
P1122 | Lighting Fixtures | M_Recessed Direct-Indirect Light - Asymmetrical | Topaz 1200mm | 2 | 2025-05-13 | corridor | 7.85 | ??
P1122 | Lighting Fixtures | M_Recessed Direct-Indirect Light - Asymmetrical | Topaz 1200mm 24h | 1 | 2025-05-13 | corridor | 7.85 | ??
P1125 | Electrical Fixtures | BOX D | 2 | 3 | 2025-05-13 | MAIN LSS | 39.63 | ??
P1125 | Electrical Fixtures | Frame_Socket | Normal x2 | 1 | 2025-05-13 | MAIN LSS | 39.63 | ??
P1125 | Electrical Fixtures | Frame_Socket | Type 1 | 4 | 2025-05-13 | MAIN LSS | 39.63 | ??
P1125 | Lighting Fixtures | Lighting-Fixture-Interior_Cloud-Led-Indelague_Ceiling-Mounted-Recessed | 597x597x100mm | 12 | 2025-05-13 | MAIN LSS | 39.63 | ??
P1125 | Lighting Fixtures | Lighting_Emergency-Security_Daisalux-Lens-L_CD-FR | Emergency LENS LF3 (CD) | 2 | 2025-05-13 | MAIN LSS | 39.63 | ??
P1129 | Lighting Fixtures | M_Ceiling Light - Linear Box | 0300x1200mm(1 Lamp) - 220V | 2 | 2025-05-13 | trash cans room | 7.43 | ??
P1130 | Lighting Fixtures | M_Ceiling Light - Linear Box | 0300x1200mm(1 Lamp) - 220V | 4 | 2025-05-13 | storage RESTURANT | 17.29 | ??
P1130 | Lighting Fixtures | M_Ceiling Light - Linear Box | 0300x1200mm(1 Lamp) - 220V 24h | 1 | 2025-05-13 | storage RESTURANT | 17.29 | ??
P1131 | Lighting Fixtures | M_Ceiling Light - Linear Box | 0300x1200mm(1 Lamp) - 220V | 3 | 2025-05-13 | washing wagons | 11.78 | ??
P1132 | Lighting Fixtures | M_Ceiling Light - Linear Box | 0300x1200mm(1 Lamp) - 220V | 2 | 2025-05-13 | logistic storage | 8.3 | ??
P1133 | Electrical Fixtures | Frame_Socket | 1 AC | 3 | 2025-05-13 | corridor | 235.08 | ??
P1133 | Electrical Fixtures | Frame_Socket | Normal x2 | 2 | 2025-05-13 | corridor | 235.08 | ??
P1133 | Electrical Fixtures | SOCKETS1 | x×©×§×¢ ×ª×§×©×•×¨×ª 2 | 2 | 2025-05-13 | corridor | 235.08 | ??
P1133 | Lighting Fixtures | EXIT Base_Ceiling_Wall_R18 | Exit | 1 | 2025-05-13 | corridor | 235.08 | ??
P1133 | Lighting Fixtures | M_Ceiling Light - Linear Box1 | Emergency Lamp | 4 | 2025-05-13 | corridor | 235.08 | ??
P1133 | Lighting Fixtures | ×¡×™ ×œ×“ 6600 | 42W 4000K | 24 | 2025-05-13 | corridor | 235.08 | ??
P1133 | Lighting Fixtures | ×¡×™ ×œ×“ 6600 | 42W 4000K 24h | 3 | 2025-05-13 | corridor | 235.08 | ??
P1133 | Mechanical Equipment | AWV 1500 | AWV 1500 | 3 | 2025-05-13 | corridor | 235.08 | ??
P1134 | Lighting Fixtures | EXIT Base_Ceiling_Wall_R18 | Exit | 1 | 2025-05-13 | corridor | 8.49 | ??
P1134 | Lighting Fixtures | Lighting_Emergency-Security_Daisalux-Lens-L_CD-FR | Emergency LENS LF3 (CD) | 1 | 2025-05-13 | corridor | 8.49 | ??
P1134 | Lighting Fixtures | M_Recessed Direct-Indirect Light - Asymmetrical | Topaz 1200mm | 2 | 2025-05-13 | corridor | 8.49 | ??
P1134 | Lighting Fixtures | M_Recessed Direct-Indirect Light - Asymmetrical | Topaz 1200mm 24h | 1 | 2025-05-13 | corridor | 8.49 | ??
P1135 | Lighting Fixtures | EXIT Base_Ceiling_Wall_R18 | Exit | 1 | 2025-05-13 | stairs fire lobby | 16.66 | ??
P1135 | Lighting Fixtures | Lighting_Emergency-Security_Daisalux-Lens-L_CD-FR | Emergency LENS LF3 (CD) | 2 | 2025-05-13 | stairs fire lobby | 16.66 | ??
P1135 | Lighting Fixtures | ×¤×¡ ×œ×“ ×©×§×•×¢ | 151 24h | 5 | 2025-05-13 | stairs fire lobby | 16.66 | ??
P1135 | Lighting Fixtures | ×¤×¡ ×œ×“ ×©×§×•×¢ | 600 24h | 1 | 2025-05-13 | stairs fire lobby | 16.66 | ??
P1136 | Lighting Fixtures | EXIT Base_Ceiling_Wall_R18 | Exit | 1 | 2025-05-13 | stairs | 15.32 | ??
P1138 | Lighting Fixtures | EXIT Base_Ceiling_Wall_R18 | Exit | 1 | 2025-05-13 | ENTRANCE TO ELECTRICITY ROOM | 14.53 | ??
P1138 | Lighting Fixtures | ×¡×™ ×œ×“ 6600 | 42W 4000K | 3 | 2025-05-13 | ENTRANCE TO ELECTRICITY ROOM | 14.53 | ??
P1139 | Electrical Equipment | Electrical_Transformers_Simens-AG_Geafol_Transformer | Transformer 2500kVA | 1 | 2025-05-13 | TR2 | 12.11 | ??
P1139 | Electrical Equipment | M_Uninterruptible Power Supply | 60 kVA | 2 | 2025-05-13 | TR2 | 12.11 | ??
P1139 | Electrical Equipment | M_Uninterruptible Power Supply | UPS60 Panel | 1 | 2025-05-13 | TR2 | 12.11 | ??
P1139 | Electrical Fixtures | SOCKETS1 | x×©×§×¢ ×ª×§×©×•×¨×ª 2 | 1 | 2025-05-13 | TR2 | 12.11 | ??
P1139 | Lighting Fixtures | ×¡×™ ×œ×“ 6600 | 42W 4000K | 3 | 2025-05-13 | TR2 | 12.11 | ??
P1140 | Electrical Equipment | Electrical_Transformers_Simens-AG_Geafol_Transformer | Transformer 2500kVA | 1 | 2025-05-13 | TR1 | 12.15 | ??
P1140 | Lighting Fixtures | ×¡×™ ×œ×“ 6600 | 42W 4000K | 3 | 2025-05-13 | TR1 | 12.15 | ??
P1141 | Electrical Equipment | Electrical_Transformers_Simens-AG_Geafol_Transformer | Transformer 2500kVA | 1 | 2025-05-13 | TR FUTURE | 12.25 | ??
P1141 | Lighting Fixtures | ×¡×™ ×œ×“ 6600 | 42W 4000K | 3 | 2025-05-13 | TR FUTURE | 12.25 | ??
P1142 | Electrical Equipment | M_Transformer Switchboard | 490x80cm | 1 | 2025-05-13 | emergence room hvac | 43.95 | ??
P1142 | Electrical Fixtures | SOCKETS1 | x×©×§×¢ ×ª×§×©×•×¨×ª 2 | 1 | 2025-05-13 | emergence room hvac | 43.95 | ??
P1142 | Electrical Fixtures | SOCKETS1 | ×§×•×¤×¡×ª ×ª×§×©×•×¨×ª | 1 | 2025-05-13 | emergence room hvac | 43.95 | ??
P1142 | Lighting Fixtures | M_Ceiling Light - Linear Box1 | Emergency Lamp | 1 | 2025-05-13 | emergence room hvac | 43.95 | ??
P1142 | Lighting Fixtures | ×¡×™ ×œ×“ 6600 | 42W 4000K | 2 | 2025-05-13 | emergence room hvac | 43.95 | ??
P1142 | Lighting Fixtures | ×¡×™ ×œ×“ 6600 | 42W 4000K 24h | 1 | 2025-05-13 | emergence room hvac | 43.95 | ??
P1142 | Mechanical Equipment | Electrical cabinet | Electrical cabinet | 4 | 2025-05-13 | emergence room hvac | 43.95 | ??
P1143 | Lighting Fixtures | Lighting_Ceiling-Mounted_Regent_REGENT_Echo_LED_RDL_3000K_D210 | Type 1 | 2 | 2025-05-13 | disable w.c | 3.98 | ??
P1145 | Electrical Equipment | M_Diesel Emergency Power Generator | 1250 kW | 1 | 2025-05-13 | praking | 1708.31 | ??
P1145 | Electrical Equipment | M_Transformer Switchboard | 100x80cm | 1 | 2025-05-13 | praking | 1708.31 | ??
P1145 | Electrical Fixtures | Frame_Socket | Normal x2 | 6 | 2025-05-13 | praking | 1708.31 | ??
P1145 | Electrical Fixtures | SOCKETS1 | x×©×§×¢ ×ª×§×©×•×¨×ª 2 | 1 | 2025-05-13 | praking | 1708.31 | ??
P1145 | Lighting Fixtures | EXIT Base_Ceiling_Wall_R18 | Exit | 3 | 2025-05-13 | praking | 1708.31 | ??
P1145 | Lighting Fixtures | EXIT Base_Ceiling_Wall_R18 | Exit Parking | 5 | 2025-05-13 | praking | 1708.31 | ??
P1145 | Lighting Fixtures | M_Ceiling Light - Linear Box1 | Emergency Lamp | 29 | 2025-05-13 | praking | 1708.31 | ??
P1145 | Lighting Fixtures | ×¡×™ ×œ×“ 6600 | 42W 4000K | 57 | 2025-05-13 | praking | 1708.31 | ??
P1145 | Lighting Fixtures | ×¡×™ ×œ×“ 6600 | 42W 4000K 24h | 8 | 2025-05-13 | praking | 1708.31 | ??
P1147 | Lighting Fixtures | ×¡×™ ×œ×“ 6600 | 42W 4000K | 2 | 2025-05-13 | ELECTRICITY ROOM | 20.31 | ??
P1148 | Electrical Equipment | M_Transformer Switchboard | 806x110cm | 1 | 2025-05-13 | HIGH VOLTAGE ROOM | 40.98 | ??
P1148 | Electrical Fixtures | Frame_Socket | Normal x2 | 1 | 2025-05-13 | HIGH VOLTAGE ROOM | 40.98 | ??
P1148 | Electrical Fixtures | M_Junction Boxes - W | W | 1 | 2025-05-13 | HIGH VOLTAGE ROOM | 40.98 | ??
P1148 | Electrical Fixtures | SOCKETS1 | x×©×§×¢ ×ª×§×©×•×¨×ª 2 | 2 | 2025-05-13 | HIGH VOLTAGE ROOM | 40.98 | ??
P1148 | Lighting Fixtures | ×¡×™ ×œ×“ 6600 | 42W 4000K | 3 | 2025-05-13 | HIGH VOLTAGE ROOM | 40.98 | ??
P1148 | Lighting Fixtures | ×¡×™ ×œ×“ 6600 | 42W 4000K 24h | 1 | 2025-05-13 | HIGH VOLTAGE ROOM | 40.98 | ??
P1149 | Electrical Fixtures | Frame_Socket | Normal x2 | 1 | 2025-05-13 | corridor ELECTRICITY | 32.33 | ??
P1149 | Electrical Fixtures | SOCKETS1 | x×©×§×¢ ×ª×§×©×•×¨×ª 2 | 1 | 2025-05-13 | corridor ELECTRICITY | 32.33 | ??
P1149 | Lighting Fixtures | EXIT Base_Ceiling_Wall_R18 | Exit | 1 | 2025-05-13 | corridor ELECTRICITY | 32.33 | ??
P1149 | Lighting Fixtures | M_Ceiling Light - Linear Box1 | Emergency Lamp | 2 | 2025-05-13 | corridor ELECTRICITY | 32.33 | ??
P1149 | Lighting Fixtures | ×¡×™ ×œ×“ 6600 | 42W 4000K | 4 | 2025-05-13 | corridor ELECTRICITY | 32.33 | ??
P1149 | Lighting Fixtures | ×¡×™ ×œ×“ 6600 | 42W 4000K 24h | 1 | 2025-05-13 | corridor ELECTRICITY | 32.33 | ??
P1150 | Electrical Equipment | Electrical_Transformers_Simens-AG_Geafol_Transformer | Transformer 2500kVA | 1 | 2025-05-13 | TR3 | 10.88 | ??
P1150 | Lighting Fixtures | ×¡×™ ×œ×“ 6600 | 42W 4000K | 3 | 2025-05-13 | TR3 | 10.88 | ??
P1151 | Electrical Equipment | Electrical_Transformers_Simens-AG_Geafol_Transformer | Transformer 2500kVA | 1 | 2025-05-13 | TR4 | 11.2 | ??
P1151 | Lighting Fixtures | ×¡×™ ×œ×“ 6600 | 42W 4000K | 3 | 2025-05-13 | TR4 | 11.2 | ??
P1152 | Electrical Equipment | Electrical_Transformers_Simens-AG_Geafol_Transformer | Transformer 2500kVA | 1 | 2025-05-13 | TR-J | 11.2 | ??
P1152 | Lighting Fixtures | ×¡×™ ×œ×“ 6600 | 42W 4000K | 3 | 2025-05-13 | TR-J | 11.2 | ??
P1153 | Electrical Equipment | Electrical_Transformers_Simens-AG_Geafol_Transformer | Transformer 2500kVA | 1 | 2025-05-13 | TR-1 | 11.2 | ??
P1153 | Lighting Fixtures | ×¡×™ ×œ×“ 6600 | 42W 4000K | 3 | 2025-05-13 | TR-1 | 11.2 | ??
P1154 | Electrical Fixtures | Frame_Socket | Normal x2 | 1 | 2025-05-13 | LOBY ELCTRIC ROOM | 32.11 | ??
P1154 | Lighting Fixtures | EXIT Base_Ceiling_Wall_R18 | Exit | 1 | 2025-05-13 | LOBY ELCTRIC ROOM | 32.11 | ??
P1154 | Lighting Fixtures | M_Ceiling Light - Linear Box1 | Emergency Lamp | 1 | 2025-05-13 | LOBY ELCTRIC ROOM | 32.11 | ??
P1154 | Lighting Fixtures | ×¡×™ ×œ×“ 6600 | 42W 4000K | 4 | 2025-05-13 | LOBY ELCTRIC ROOM | 32.11 | ??
P1160 | Electrical Equipment | M_Transformer Switchboard | 490x80cm | 1 | 2025-05-13 | YARD | 563.5 | ??
P1160 | Electrical Equipment | Yani_Circuit breaker_SwitchBoard | 60x240x210 | 1 | 2025-05-13 | YARD | 563.5 | ??
P1160 | Electrical Fixtures | Frame_Socket | Normal x2 | 2 | 2025-05-13 | YARD | 563.5 | ??
P1160 | Electrical Fixtures | SOCKETS1 | x×©×§×¢ ×ª×§×©×•×¨×ª 2 | 1 | 2025-05-13 | YARD | 563.5 | ??
P1160 | Electrical Fixtures | SOCKETS1 | ×§×•×¤×¡×ª ×ª×§×©×•×¨×ª | 1 | 2025-05-13 | YARD | 563.5 | ??
P1160 | Lighting Fixtures | EXIT Base_Ceiling_Wall_R18 | Exit | 1 | 2025-05-13 | YARD | 563.5 | ??
P1160 | Lighting Fixtures | EXIT Base_Ceiling_Wall_R18 | Exit Parking | 2 | 2025-05-13 | YARD | 563.5 | ??
P1160 | Lighting Fixtures | M_Ceiling Light - Linear Box1 | Emergency Lamp | 12 | 2025-05-13 | YARD | 563.5 | ??
P1160 | Lighting Fixtures | ×¡×™ ×œ×“ 6600 | 42W 4000K | 29 | 2025-05-13 | YARD | 563.5 | ??
P1160 | Lighting Fixtures | ×¡×™ ×œ×“ 6600 | 42W 4000K 24h | 3 | 2025-05-13 | YARD | 563.5 | ??
P1160 | Mechanical Equipment | AHU 15000 CFM | AHU 15000 CFM | 1 | 2025-05-13 | YARD | 563.5 | ??
P1160 | Mechanical Equipment | Axial_Flow_Fan_-_300 | Smoke Exhaust Fan | 1 | 2025-05-13 | YARD | 563.5 | ??
P1160 | Mechanical Equipment | Axial_Flow_Fan_-_560 | Smoke Exhaust Fan | 1 | 2025-05-13 | YARD | 563.5 | ??
P1160 | Mechanical Equipment | M_Mechanical Equipment_Inert Base | 278x490 | 1 | 2025-05-13 | YARD | 563.5 | ??
P1160 | Mechanical Equipment | Shevach C-900 | Smoke Exhaust Fan | 1 | 2025-05-13 | YARD | 563.5 | ??
P1162 | Electrical Fixtures | Frame_Socket | Normal x2 | 1 | 2025-05-13 | ×›×œ×•×‘ ×œ×—×•×ž×¨×™× ×ž×¡×•×›× ×™× | 21.34 | ??
P1162 | Lighting Fixtures | ×¡×™ ×œ×“ 6600 | 42W 4000K | 1 | 2025-05-13 | ×›×œ×•×‘ ×œ×—×•×ž×¨×™× ×ž×¡×•×›× ×™× | 21.34 | ??
P2001 | Lighting Fixtures | Lighting_Emergency-Security_Daisalux-Lens-L_CD-FR | Emergency LENS LF3 (CD) | 2 | 2025-05-25 | stairs | 23.68 | ??
P2003 | Electrical Fixtures | Frame_Socket | Normal x2 | 1 | 2025-05-25 | elevators Lobby | 20.45 | ??
P2003 | Lighting Fixtures | EXIT Base_Ceiling_Wall_R18 | Exit | 1 | 2025-05-25 | elevators Lobby | 20.45 | ??
P2003 | Lighting Fixtures | Lighting_Emergency-Security_Daisalux-Lens-L_CD-FR | Emergency LENS LF3 (CD) | 2 | 2025-05-25 | elevators Lobby | 20.45 | ??
P2003 | Lighting Fixtures | ×¤×¡ ×œ×“ ×©×§×•×¢ | 151 24h | 6 | 2025-05-25 | elevators Lobby | 20.45 | ??
P2003 | Lighting Fixtures | ×¤×¡ ×œ×“ ×©×§×•×¢ | 700 24h | 1 | 2025-05-25 | elevators Lobby | 20.45 | ??
P2004 | Electrical Equipment | M_Circuit Breaker Switchboard | 100mmx46mm | 2 | 2025-05-25 | it /security room | 31.2 | ??
P2004 | Electrical Equipment | M_Transformer Switchboard | 400mmx250mmx600h | 2 | 2025-05-25 | it /security room | 31.2 | ??
P2004 | Electrical Fixtures | Frame_Socket | Normal x2 | 1 | 2025-05-25 | it /security room | 31.2 | ??
P2004 | Electrical Fixtures | SOCKETS1 | x×©×§×¢ ×ª×§×©×•×¨×ª 2 | 2 | 2025-05-25 | it /security room | 31.2 | ??
P2004 | Lighting Fixtures | M_Ceiling Light - Linear Box1 | Emergency Lamp | 2 | 2025-05-25 | it /security room | 31.2 | ??
P2004 | Lighting Fixtures | ×¡×™ ×œ×“ 6600 | 42W 4000K | 9 | 2025-05-25 | it /security room | 31.2 | ??
P2004 | Mechanical Equipment | AW 1200 | AW 1200 | 2 | 2025-05-25 | it /security room | 31.2 | ??
P2005 | Lighting Fixtures | Lighting_Emergency-Security_Daisalux-Lens-L_CD-FR | Emergency LENS LF3 (CD) | 2 | 2025-05-25 | stairs | 23.68 | ??
P2005 | Lighting Fixtures | M_Recessed Direct-Indirect Light - Asymmetrical | Topaz 1200mm | 3 | 2025-05-25 | stairs | 23.68 | ??
P2006 | Electrical Fixtures | Frame_Socket | Normal x2 | 1 | 2025-05-25 | OIL SEPARATOR | 19.29 | ??
P2006 | Lighting Fixtures | M_Ceiling Light - Linear Box1 | Emergency Lamp | 1 | 2025-05-25 | OIL SEPARATOR | 19.29 | ??
P2006 | Lighting Fixtures | ×¡×™ ×œ×“ 6600 | 42W 4000K | 3 | 2025-05-25 | OIL SEPARATOR | 19.29 | ??
P2006 | Lighting Fixtures | ×¡×™ ×œ×“ 6600 | 42W 4000K 24h | 1 | 2025-05-25 | OIL SEPARATOR | 19.29 | ??
P2009 | Electrical Equipment | Yani_Circuit breaker_SwitchBoard | 60x240x210 GEN | 1 | 2025-05-25 | electricity shaft | 2.78 | ??
P2009 | Electrical Fixtures | SOCKETS1 | x×©×§×¢ ×ª×§×©×•×¨×ª 2 | 1 | 2025-05-25 | electricity shaft | 2.78 | ??
P2012 | Electrical Equipment | Yani_Circuit breaker_SwitchBoard | 60x240x210 | 1 | 2025-05-25 | electricity shaft | 4.34 | ??
P2012 | Electrical Fixtures | SOCKETS1 | x×©×§×¢ ×ª×§×©×•×¨×ª 2 | 1 | 2025-05-25 | electricity shaft | 4.34 | ??
P2015 | Lighting Fixtures | EXIT Base_Ceiling_Wall_R18 | Exit | 1 | 2025-05-25 | smoke lobby | 13.86 | ??
P2015 | Lighting Fixtures | Lighting_Emergency-Security_Daisalux-Lens-L_CD-FR | Emergency LENS LF3 (CD) | 1 | 2025-05-25 | smoke lobby | 13.86 | ??
P2015 | Lighting Fixtures | M_Recessed Direct-Indirect Light - Asymmetrical | Topaz 1200mm | 3 | 2025-05-25 | smoke lobby | 13.86 | ??
P2015 | Lighting Fixtures | M_Recessed Direct-Indirect Light - Asymmetrical | Topaz 1200mm 24h | 1 | 2025-05-25 | smoke lobby | 13.86 | ??
P2018 | Electrical Equipment | M_Transformer Switchboard | 800mmx400mmx2200h | 1 | 2025-05-25 | LSS/FMS room | 7.93 | ??
P2018 | Lighting Fixtures | ×¡×™ ×œ×“ 6600 | 42W 4000K | 2 | 2025-05-25 | LSS/FMS room | 7.93 | ??
P2019 | Electrical Fixtures | Frame_Socket | Normal x2 WP | 1 | 2025-05-25 | plumbing shaft | 8.19 | ??
P2019 | Lighting Fixtures | ×¡×™ ×œ×“ 6600 | 42W 4000K | 1 | 2025-05-25 | plumbing shaft | 8.19 | ??
P2023 | Lighting Fixtures | EXIT Base_Ceiling_Wall_R18 | Exit | 1 | 2025-05-25 | smoke lobby | 13.86 | ??
P2023 | Lighting Fixtures | Lighting_Emergency-Security_Daisalux-Lens-L_CD-FR | Emergency LENS LF3 (CD) | 1 | 2025-05-25 | smoke lobby | 13.86 | ??
P2023 | Lighting Fixtures | M_Recessed Direct-Indirect Light - Asymmetrical | Topaz 1200mm | 3 | 2025-05-25 | smoke lobby | 13.86 | ??
P2023 | Lighting Fixtures | M_Recessed Direct-Indirect Light - Asymmetrical | Topaz 1200mm 24h | 1 | 2025-05-25 | smoke lobby | 13.86 | ??
P2024 | Electrical Fixtures | Frame_Socket | Normal x2 WP | 1 | 2025-05-25 | plumbing shaft | 8.19 | ??
P2024 | Lighting Fixtures | ×¡×™ ×œ×“ 6600 | 42W 4000K | 1 | 2025-05-25 | plumbing shaft | 8.19 | ??
P2025 | Electrical Equipment | M_Circuit Breaker Switchboard | 100mmx46mm | 2 | 2025-05-25 | it /security room | 31.2 | ??
P2025 | Electrical Equipment | M_Transformer Switchboard | 400mmx250mmx600h | 2 | 2025-05-25 | it /security room | 31.2 | ??
P2025 | Electrical Fixtures | Frame_Socket | Normal x2 | 1 | 2025-05-25 | it /security room | 31.2 | ??
P2025 | Electrical Fixtures | SOCKETS1 | x×©×§×¢ ×ª×§×©×•×¨×ª 2 | 2 | 2025-05-25 | it /security room | 31.2 | ??
P2025 | Lighting Fixtures | M_Ceiling Light - Linear Box1 | Emergency Lamp | 2 | 2025-05-25 | it /security room | 31.2 | ??
P2025 | Lighting Fixtures | ×¡×™ ×œ×“ 6600 | 42W 4000K | 8 | 2025-05-25 | it /security room | 31.2 | ??
P2025 | Mechanical Equipment | AW 1200 | AW 1200 | 2 | 2025-05-25 | it /security room | 31.2 | ??
P2030 | Electrical Equipment | Yani_Circuit breaker_SwitchBoard | 60x240x210 GEN | 1 | 2025-05-25 | electricity shaft | 4.58 | ??
P2030 | Electrical Fixtures | SOCKETS1 | x×©×§×¢ ×ª×§×©×•×¨×ª 2 | 1 | 2025-05-25 | electricity shaft | 4.58 | ??
P2033 | Electrical Fixtures | Frame_Socket | Normal x2 | 1 | 2025-05-25 | service room | 6.45 | ??
P2033 | Lighting Fixtures | ×¡×™ ×œ×“ 6600 | 42W 4000K | 1 | 2025-05-25 | service room | 6.45 | ??
P2036 | Lighting Fixtures | Lighting_Emergency-Security_Daisalux-Lens-L_CD-FR | Emergency LENS LF3 (CD) | 2 | 2025-05-25 | stairs | 23.49 | ??
P2037 | Electrical Fixtures | Frame_Socket | Normal x2 | 2 | 2025-05-25 | storage | 19.4 | ??
P2037 | Electrical Fixtures | M_Junction Boxes - W | W | 1 | 2025-05-25 | storage | 19.4 | ??
P2037 | Lighting Fixtures | M_Ceiling Light - Linear Box1 | Emergency Lamp | 1 | 2025-05-25 | storage | 19.4 | ??
P2037 | Lighting Fixtures | ×¡×™ ×œ×“ 6600 | 42W 4000K | 2 | 2025-05-25 | storage | 19.4 | ??
P2037 | Lighting Fixtures | ×¡×™ ×œ×“ 6600 | 42W 4000K 24h | 1 | 2025-05-25 | storage | 19.4 | ??
P2038 | Electrical Equipment | E_Wall Junction Box_MEPcontent_ABB_KNX Box_INT-EN_Shared | 6131_38-183-500 | 1 | 2025-05-25 | parking | 8393.74 | ??
P2038 | Electrical Fixtures | Detector Presence | Motion detector Mov | 1 | 2025-05-25 | parking | 8393.74 | ??
P2038 | Electrical Fixtures | Frame_Socket | Normal x1 WP | 30 | 2025-05-25 | parking | 8393.74 | ??
P2038 | Electrical Fixtures | Frame_Socket | Normal x2 | 1 | 2025-05-25 | parking | 8393.74 | ??
P2038 | Lighting Fixtures | EXIT Base_Ceiling_Wall_R18 | Exit Parking | 31 | 2025-05-25 | parking | 8393.74 | ??
P2038 | Lighting Fixtures | M_Ceiling Light - Linear Box1 | Emergency Lamp | 135 | 2025-05-25 | parking | 8393.74 | ??
P2038 | Lighting Fixtures | ×¡×™ ×œ×“ 6600 | 42W 4000K | 210 | 2025-05-25 | parking | 8393.74 | ??
P2038 | Lighting Fixtures | ×¡×™ ×œ×“ 6600 | 42W 4000K 24h | 41 | 2025-05-25 | parking | 8393.74 | ??
P2038 | Mechanical Equipment | pachtaas - fan 1015 | Smoke Exhaust Fan | 6 | 2025-05-25 | parking | 8393.74 | ??
P2038 | Mechanical Equipment | pachtaas - fan 915 | Fresh air fan | 6 | 2025-05-25 | parking | 8393.74 | ??
P2039 | Electrical Fixtures | BOX D | 2 | 2 | 2025-05-25 | leasing offices | 36.8 | ??
P2039 | Electrical Fixtures | Frame_Socket | Normal x2 | 3 | 2025-05-25 | leasing offices | 36.8 | ??
P2039 | Electrical Fixtures | Frame_Socket | Type 1 | 4 | 2025-05-25 | leasing offices | 36.8 | ??
P2039 | Lighting Fixtures | Lighting-Fixture-Interior_Cloud-Led-Indelague_Ceiling-Mounted-Recessed | 597x597x100mm | 9 | 2025-05-25 | leasing offices | 36.8 | ??
P2039 | Lighting Fixtures | Lighting_Emergency-Security_Daisalux-Lens-L_CD-FR | Emergency LENS LF3 (CD) | 1 | 2025-05-25 | leasing offices | 36.8 | ??
P2039 | Mechanical Equipment | M_Mechanical Equipment_Inert Base | 110x55 | 1 | 2025-05-25 | leasing offices | 36.8 | ??
P2041 | Electrical Equipment | M_Circuit Breaker Switchboard | 100mmx46mm | 1 | 2025-05-25 | it /security room | 32.05 | ??
P2041 | Electrical Equipment | M_Transformer Switchboard | 400mmx250mmx600h | 2 | 2025-05-25 | it /security room | 32.05 | ??
P2041 | Electrical Fixtures | Frame_Socket | 1 AC GEN | 2 | 2025-05-25 | it /security room | 32.05 | ??
P2041 | Electrical Fixtures | Frame_Socket | Normal x2 | 2 | 2025-05-25 | it /security room | 32.05 | ??
P2041 | Electrical Fixtures | SOCKETS1 | x×©×§×¢ ×ª×§×©×•×¨×ª 2 | 2 | 2025-05-25 | it /security room | 32.05 | ??
P2041 | Lighting Fixtures | M_Ceiling Light - Linear Box1 | Emergency Lamp | 2 | 2025-05-25 | it /security room | 32.05 | ??
P2041 | Lighting Fixtures | ×¡×™ ×œ×“ 6600 | 42W 4000K | 9 | 2025-05-25 | it /security room | 32.05 | ??
P2041 | Mechanical Equipment | AW 1200 | AW 1200 | 2 | 2025-05-25 | it /security room | 32.05 | ??
P2043 | Electrical Fixtures | Frame_Socket | Normal x2 | 1 | 2025-05-25 | Systems room | 9.55 | ??
P2043 | Lighting Fixtures | ×¡×™ ×œ×“ 6600 | 42W 4000K | 1 | 2025-05-25 | Systems room | 9.55 | ??
P2044 | Electrical Fixtures | Frame_Socket | Normal x1 WP | 1 | 2025-05-25 | plumbing shaft | 6.68 | ??
P2044 | Lighting Fixtures | ×¡×™ ×œ×“ 6600 | 42W 4000K 24h | 1 | 2025-05-25 | plumbing shaft | 6.68 | ??
P2046 | Lighting Fixtures | ×¡×™ ×œ×“ 6600 | 42W 4000K | 2 | 2025-05-25 | TECHNICAL ROOM | 14.82 | ??
P2046 | Lighting Fixtures | ×¡×™ ×œ×“ 6600 | 42W 4000K 24h | 1 | 2025-05-25 | TECHNICAL ROOM | 14.82 | ??
P2051 | Electrical Fixtures | Frame_Socket | Normal x1 | 1 | 2025-05-25 | smoke lobby | 11.97 | ??
P2051 | Lighting Fixtures | Lighting_Emergency-Security_Daisalux-Lens-L_CD-FR | Emergency LENS LF3 (CD) | 1 | 2025-05-25 | smoke lobby | 11.97 | ??
P2051 | Lighting Fixtures | M_Recessed Direct-Indirect Light - Asymmetrical | Topaz 1200mm 24h | 2 | 2025-05-25 | smoke lobby | 11.97 | ??
P2051 | Mechanical Equipment | WTN | WTN 400CFM | 1 | 2025-05-25 | smoke lobby | 11.97 | ??
P2052 | Lighting Fixtures | EXIT Base_Ceiling_Wall_R18 | Exit | 1 | 2025-05-25 | smoke lobby | 13.86 | ??
P2052 | Lighting Fixtures | Lighting_Emergency-Security_Daisalux-Lens-L_CD-FR | Emergency LENS LF3 (CD) | 1 | 2025-05-25 | smoke lobby | 13.86 | ??
P2052 | Lighting Fixtures | M_Recessed Direct-Indirect Light - Asymmetrical | Topaz 1200mm | 3 | 2025-05-25 | smoke lobby | 13.86 | ??
P2052 | Lighting Fixtures | M_Recessed Direct-Indirect Light - Asymmetrical | Topaz 1200mm 24h | 1 | 2025-05-25 | smoke lobby | 13.86 | ??
P2052 | Mechanical Equipment | AW 450 | AW 450 | 1 | 2025-05-25 | smoke lobby | 13.86 | ??
P2054 | Lighting Fixtures | EXIT Base_Ceiling_Wall_R18 | Exit | 1 | 2025-05-25 | corridor | 44.94 | ??
P2054 | Lighting Fixtures | Lighting_Ceiling-Mounted_Regent_REGENT_Echo_LED_RDL_3000K_D210 | Type 1 | 1 | 2025-05-25 | corridor | 44.94 | ??
P2054 | Lighting Fixtures | Lighting_Emergency-Security_Daisalux-Lens-L_CD-FR | Emergency LENS LF3 (CD) | 2 | 2025-05-25 | corridor | 44.94 | ??
P2054 | Lighting Fixtures | M_Recessed Direct-Indirect Light - Asymmetrical | Topaz 1200mm | 8 | 2025-05-25 | corridor | 44.94 | ??
P2054 | Lighting Fixtures | M_Recessed Direct-Indirect Light - Asymmetrical | Topaz 1200mm 24h | 2 | 2025-05-25 | corridor | 44.94 | ??
P2055 | Electrical Equipment | E_Wall Junction Box_MEPcontent_ABB_KNX Box_INT-EN_Shared | 6131_38-183-500 | 1 | 2025-05-25 | toilets | 7.56 | ??
P2055 | Electrical Fixtures | Detector Presence | Presence WC LM detector Mov | 1 | 2025-05-25 | toilets | 7.56 | ??
P2055 | Electrical Fixtures | Frame_Socket | Normal x2 WP | 1 | 2025-05-25 | toilets | 7.56 | ??
P2055 | Lighting Fixtures | Lighting_Ceiling-Mounted_Regent_REGENT_Echo_LED_RDL_3000K_D210 | Type 1 | 3 | 2025-05-25 | toilets | 7.56 | ??
P2055 | Lighting Fixtures | Lighting_Emergency-Security_Daisalux-Lens-L_CD-FR | Emergency LENS LF3 (CD) | 1 | 2025-05-25 | toilets | 7.56 | ??
P2055 | Lighting Fixtures | M_Recessed Direct-Indirect Light - Asymmetrical | Topaz 1200mm 24h | 2 | 2025-05-25 | toilets | 7.56 | ??
P2063 | Electrical Equipment | Yani_Circuit breaker_SwitchBoard | 60x160x210 UPS | 1 | 2025-05-25 | electricity cabinet | 2.55 | ??
P2063 | Electrical Fixtures | SOCKETS1 | x×©×§×¢ ×ª×§×©×•×¨×ª 2 | 1 | 2025-05-25 | electricity cabinet | 2.55 | ??
P2064 | Electrical Equipment | Yani_Circuit breaker_SwitchBoard | 60x240x210 | 1 | 2025-05-25 | electricity cabinet | 6.68 | ??
P2064 | Electrical Equipment | Yani_Circuit breaker_SwitchBoard | 60x240x210 GEN | 1 | 2025-05-25 | electricity cabinet | 6.68 | ??
P2064 | Electrical Fixtures | SOCKETS1 | x×©×§×¢ ×ª×§×©×•×¨×ª 2 | 2 | 2025-05-25 | electricity cabinet | 6.68 | ??
P2066 | Electrical Equipment | M_Transformer Switchboard | 800mmx400mmx2200h | 1 | 2025-05-25 | LSS/FMS room | 8.91 | ??
P2066 | Electrical Fixtures | Frame_Socket | Normal x2 | 1 | 2025-05-25 | LSS/FMS room | 8.91 | ??
P2066 | Electrical Fixtures | SOCKETS1 | x×©×§×¢ ×ª×§×©×•×¨×ª 2 | 1 | 2025-05-25 | LSS/FMS room | 8.91 | ??
P2066 | Lighting Fixtures | ×¡×™ ×œ×“ 6600 | 42W 4000K | 1 | 2025-05-25 | LSS/FMS room | 8.91 | ??
P2066 | Mechanical Equipment | AWSQ 450 | AWSQ 450 | 1 | 2025-05-25 | LSS/FMS room | 8.91 | ??
P2071 | Electrical Equipment | M_Transformer Switchboard | 800mmx400mmx2200h | 1 | 2025-05-25 | LSS/FMS room | 7.93 | ??
P2071 | Electrical Fixtures | Frame_Socket | Normal x2 | 1 | 2025-05-25 | LSS/FMS room | 7.93 | ??
P2071 | Lighting Fixtures | ×¡×™ ×œ×“ 6600 | 42W 4000K | 2 | 2025-05-25 | LSS/FMS room | 7.93 | ??
P2072 | Electrical Fixtures | Frame_Socket | Normal x2 | 1 | 2025-05-25 | service | 10.12 | ??
P2072 | Lighting Fixtures | ×¡×™ ×œ×“ 6600 | 42W 4000K | 2 | 2025-05-25 | service | 10.12 | ??
P2078 | Lighting Fixtures | ×¡×™ ×œ×“ 6600 | 42W 4000K 24h | 2 | 2025-05-25 | service zone (fire) | 9.89 | ??
P2079 | Electrical Fixtures | M_Junction Boxes - W | W | 1 | 2025-05-25 | OIL SEPARATOR | 64.64 | ??
P2079 | Lighting Fixtures | ×¡×™ ×œ×“ 6600 | 42W 4000K | 8 | 2025-05-25 | OIL SEPARATOR | 64.64 | ??
P2079 | Lighting Fixtures | ×¡×™ ×œ×“ 6600 | 42W 4000K 24h | 2 | 2025-05-25 | OIL SEPARATOR | 64.64 | ??
P2082 | Electrical Fixtures | Frame_Socket | Normal x2 | 1 | 2025-05-25 | corridor | 34.6 | ??
P2082 | Lighting Fixtures | EXIT Base_Ceiling_Wall_R18 | Exit | 2 | 2025-05-25 | corridor | 34.6 | ??
P2082 | Lighting Fixtures | Lighting_Emergency-Security_Daisalux-Lens-L_CD-FR | Emergency LENS LF3 (CD) | 4 | 2025-05-25 | corridor | 34.6 | ??
P2082 | Lighting Fixtures | M_Recessed Direct-Indirect Light - Asymmetrical | Topaz 1200mm | 6 | 2025-05-25 | corridor | 34.6 | ??
P2082 | Lighting Fixtures | M_Recessed Direct-Indirect Light - Asymmetrical | Topaz 1200mm 24h | 2 | 2025-05-25 | corridor | 34.6 | ??
P2083 | Lighting Fixtures | EXIT Base_Ceiling_Wall_R18 | Exit | 1 | 2025-05-25 | corridor | 21.03 | ??
P2083 | Lighting Fixtures | Lighting_Emergency-Security_Daisalux-Lens-L_CD-FR | Emergency LENS LF3 (CD) | 2 | 2025-05-25 | corridor | 21.03 | ??
P2083 | Lighting Fixtures | M_Recessed Direct-Indirect Light - Asymmetrical | Topaz 1200mm | 4 | 2025-05-25 | corridor | 21.03 | ??
P2083 | Lighting Fixtures | M_Recessed Direct-Indirect Light - Asymmetrical | Topaz 1200mm 24h | 3 | 2025-05-25 | corridor | 21.03 | ??
P2084 | Lighting Fixtures | EXIT Base_Ceiling_Wall_R18 | Exit | 1 | 2025-05-25 | corridor | 29.35 | ??
P2084 | Lighting Fixtures | Lighting_Ceiling-Mounted_Regent_REGENT_Echo_LED_RDL_3000K_D210 | Type 1 | 2 | 2025-05-25 | corridor | 29.35 | ??
P2084 | Lighting Fixtures | Lighting_Emergency-Security_Daisalux-Lens-L_CD-FR | Emergency LENS LF3 (CD) | 2 | 2025-05-25 | corridor | 29.35 | ??
P2084 | Lighting Fixtures | M_Recessed Direct-Indirect Light - Asymmetrical | Topaz 1200mm | 4 | 2025-05-25 | corridor | 29.35 | ??
P2084 | Lighting Fixtures | M_Recessed Direct-Indirect Light - Asymmetrical | Topaz 1200mm 24h | 1 | 2025-05-25 | corridor | 29.35 | ??
P2087 | Electrical Equipment | Yani_Circuit breaker_SwitchBoard | 60x240x210 | 1 | 2025-05-25 | electricity shaft | 5.04 | ??
P2087 | Electrical Fixtures | SOCKETS1 | x×©×§×¢ ×ª×§×©×•×¨×ª 2 | 1 | 2025-05-25 | electricity shaft | 5.04 | ??
P2088 | Lighting Fixtures | EXIT Base_Ceiling_Wall_R18 | Exit | 1 | 2025-05-25 | corridor | 7.84 | ??
P2088 | Lighting Fixtures | Lighting_Emergency-Security_Daisalux-Lens-L_CD-FR | Emergency LENS LF3 (CD) | 1 | 2025-05-25 | corridor | 7.84 | ??
P2088 | Lighting Fixtures | M_Recessed Direct-Indirect Light - Asymmetrical | Topaz 1200mm | 2 | 2025-05-25 | corridor | 7.84 | ??
P2088 | Lighting Fixtures | M_Recessed Direct-Indirect Light - Asymmetrical | Topaz 1200mm 24h | 1 | 2025-05-25 | corridor | 7.84 | ??
P2089 | Lighting Fixtures | EXIT Base_Ceiling_Wall_R18 | Exit | 1 | 2025-05-25 | corridor | 7.84 | ??
P2089 | Lighting Fixtures | M_Recessed Direct-Indirect Light - Asymmetrical | Topaz 1200mm | 2 | 2025-05-25 | corridor | 7.84 | ??
P2089 | Lighting Fixtures | M_Recessed Direct-Indirect Light - Asymmetrical | Topaz 1200mm 24h | 1 | 2025-05-25 | corridor | 7.84 | ??
P2090 | Lighting Fixtures | EXIT Base_Ceiling_Wall_R18 | Exit | 1 | 2025-05-25 | corridor | 7.92 | ??
P2090 | Lighting Fixtures | Lighting_Emergency-Security_Daisalux-Lens-L_CD-FR | Emergency LENS LF3 (CD) | 1 | 2025-05-25 | corridor | 7.92 | ??
P2090 | Lighting Fixtures | M_Recessed Direct-Indirect Light - Asymmetrical | Topaz 1200mm | 1 | 2025-05-25 | corridor | 7.92 | ??
P2090 | Lighting Fixtures | M_Recessed Direct-Indirect Light - Asymmetrical | Topaz 1200mm 24h | 1 | 2025-05-25 | corridor | 7.92 | ??
P2092 | Lighting Fixtures | EXIT Base_Ceiling_Wall_R18 | Exit | 2 | 2025-05-25 | stairs fire lobby | 16.65 | ??
P2092 | Lighting Fixtures | Lighting_Emergency-Security_Daisalux-Lens-L_CD-FR | Emergency LENS LF3 (CD) | 2 | 2025-05-25 | stairs fire lobby | 16.65 | ??
P2092 | Lighting Fixtures | ×¤×¡ ×œ×“ ×©×§×•×¢ | 151 24h | 5 | 2025-05-25 | stairs fire lobby | 16.65 | ??
P2092 | Lighting Fixtures | ×¤×¡ ×œ×“ ×©×§×•×¢ | 600 24h | 1 | 2025-05-25 | stairs fire lobby | 16.65 | ??
P2094 | Lighting Fixtures | Lighting_Ceiling-Mounted_Regent_REGENT_Echo_LED_RDL_3000K_D210 | Type 1 | 2 | 2025-05-25 | disable w.c | 3.98 | ??
P2097 | Electrical Fixtures | Frame_Socket | Normal x2 | 2 | 2025-05-25 | storage | 20 | ??
P2097 | Lighting Fixtures | M_Ceiling Light - Linear Box1 | Emergency Lamp | 1 | 2025-05-25 | storage | 20 | ??
P2097 | Lighting Fixtures | ×¡×™ ×œ×“ 6600 | 42W 4000K | 2 | 2025-05-25 | storage | 20 | ??
P2097 | Lighting Fixtures | ×¡×™ ×œ×“ 6600 | 42W 4000K 24h | 1 | 2025-05-25 | storage | 20 | ??
P2098 | Electrical Fixtures | BOX D | TV | 1 | 2025-05-25 | shelter | 22.71 | ??
P2098 | Electrical Fixtures | Frame_Socket | GEN x2 | 2 | 2025-05-25 | shelter | 22.71 | ??
P2098 | Electrical Fixtures | SOCKETS1 | x×©×§×¢ ×ª×§×©×•×¨×ª 2 | 1 | 2025-05-25 | shelter | 22.71 | ??
P2098 | Lighting Fixtures | M_Ceiling Light - Linear Box1 | Emergency Lamp | 1 | 2025-05-25 | shelter | 22.71 | ??
P2098 | Lighting Fixtures | ×¡×™ ×œ×“ 6600 | 42W 4000K | 2 | 2025-05-25 | shelter | 22.71 | ??
P2098 | Lighting Fixtures | ×¡×™ ×œ×“ 6600 | 42W 4000K 24h | 1 | 2025-05-25 | shelter | 22.71 | ??
P2099 | Electrical Fixtures | M_Junction Boxes - W | W | 1 | 2025-05-25 | TECHNICAL ROOM | 21.92 | ??
P2099 | Lighting Fixtures | EXIT Base_Ceiling_Wall_R18 | Exit | 1 | 2025-05-25 | TECHNICAL ROOM | 21.92 | ??
P2099 | Lighting Fixtures | ×¡×™ ×œ×“ 6600 | 42W 4000K | 2 | 2025-05-25 | TECHNICAL ROOM | 21.92 | ??
P2099 | Lighting Fixtures | ×¡×™ ×œ×“ 6600 | 42W 4000K 24h | 1 | 2025-05-25 | TECHNICAL ROOM | 21.92 | ??
P2100 | Electrical Fixtures | Frame_Socket | Normal x2 | 1 | 2025-05-25 | TECHNICAL ROOM | 14.82 | ??
P2100 | Lighting Fixtures | ×¡×™ ×œ×“ 6600 | 42W 4000K | 2 | 2025-05-25 | TECHNICAL ROOM | 14.82 | ??
P2100 | Lighting Fixtures | ×¡×™ ×œ×“ 6600 | 42W 4000K 24h | 1 | 2025-05-25 | TECHNICAL ROOM | 14.82 | ??
P3002 | Lighting Fixtures | EXIT Base_Ceiling_Wall_R18 | Exit | 1 | 2025-05-25 | elevators Lobby | 20.44 | ??
P3002 | Lighting Fixtures | Lighting_Emergency-Security_Daisalux-Lens-L_CD-FR | Emergency LENS LF3 (CD) | 2 | 2025-05-25 | elevators Lobby | 20.44 | ??
P3002 | Lighting Fixtures | ×¤×¡ ×œ×“ ×©×§×•×¢ | 151 24h | 6 | 2025-05-25 | elevators Lobby | 20.44 | ??
P3002 | Lighting Fixtures | ×¤×¡ ×œ×“ ×©×§×•×¢ | 700 24h | 1 | 2025-05-25 | elevators Lobby | 20.44 | ??
P3003 | Electrical Equipment | E_Wall Junction Box_MEPcontent_ABB_KNX Box_INT-EN_Shared | 6131_38-183-500 | 2 | 2025-05-25 | parking | 8570.14 | ??
P3003 | Electrical Fixtures | Detector Presence | Motion detector Mov | 1 | 2025-05-25 | parking | 8570.14 | ??
P3003 | Electrical Fixtures | Frame_Socket | Normal x1 WP | 20 | 2025-05-25 | parking | 8570.14 | ??
P3003 | Electrical Fixtures | Frame_Socket | Normal x2 WP | 2 | 2025-05-25 | parking | 8570.14 | ??
P3003 | Electrical Fixtures | M_Junction Boxes - W | W | 9 | 2025-05-25 | parking | 8570.14 | ??
P3003 | Lighting Fixtures | EXIT Base_Ceiling_Wall_R18 | Exit | 10 | 2025-05-25 | parking | 8570.14 | ??
P3003 | Lighting Fixtures | EXIT Base_Ceiling_Wall_R18 | Exit Parking | 23 | 2025-05-25 | parking | 8570.14 | ??
P3003 | Lighting Fixtures | M_Ceiling Light - Linear Box1 | Emergency Lamp | 144 | 2025-05-25 | parking | 8570.14 | ??
P3003 | Lighting Fixtures | ×¡×™ ×œ×“ 6600 | 42W 4000K | 217 | 2025-05-25 | parking | 8570.14 | ??
P3003 | Lighting Fixtures | ×¡×™ ×œ×“ 6600 | 42W 4000K 24h | 43 | 2025-05-25 | parking | 8570.14 | ??
P3003 | Mechanical Equipment | pachtaas - fan 1015 | Smoke Exhaust Fan | 6 | 2025-05-25 | parking | 8570.14 | ??
P3003 | Mechanical Equipment | pachtaas - fan 915 | Fresh air fan | 6 | 2025-05-25 | parking | 8570.14 | ??
P3004 | Electrical Fixtures | Frame_Socket | Normal x2 | 1 | 2025-05-25 | TECHNICAL ROOM | 19.1 | ??
P3004 | Lighting Fixtures | M_Ceiling Light - Linear Box1 | Emergency Lamp | 1 | 2025-05-25 | TECHNICAL ROOM | 19.1 | ??
P3004 | Lighting Fixtures | ×¡×™ ×œ×“ 6600 | 42W 4000K | 3 | 2025-05-25 | TECHNICAL ROOM | 19.1 | ??
P3004 | Lighting Fixtures | ×¡×™ ×œ×“ 6600 | 42W 4000K 24h | 1 | 2025-05-25 | TECHNICAL ROOM | 19.1 | ??
P3005 | Electrical Equipment | M_Transformer Switchboard | 800mmx400mmx2200h | 1 | 2025-05-25 | LSS/FMS room | 7.93 | ??
P3005 | Lighting Fixtures | ×¡×™ ×œ×“ 6600 | 42W 4000K | 2 | 2025-05-25 | LSS/FMS room | 7.93 | ??
P3006 | Electrical Fixtures | M_Junction Boxes - W | W | 1 | 2025-05-25 | plumbing shaft | 8.19 | ??
P3007 | Electrical Equipment | M_Circuit Breaker Switchboard | 100mmx46mm | 2 | 2025-05-25 | it /security room | 31.2 | ??
P3007 | Electrical Equipment | M_Transformer Switchboard | 400mmx250mmx600h | 2 | 2025-05-25 | it /security room | 31.2 | ??
P3007 | Electrical Fixtures | Frame_Socket | 1 AC GEN | 2 | 2025-05-25 | it /security room | 31.2 | ??
P3007 | Electrical Fixtures | Frame_Socket | Normal x2 | 2 | 2025-05-25 | it /security room | 31.2 | ??
P3007 | Electrical Fixtures | SOCKETS1 | x×©×§×¢ ×ª×§×©×•×¨×ª 2 | 2 | 2025-05-25 | it /security room | 31.2 | ??
P3007 | Lighting Fixtures | M_Ceiling Light - Linear Box1 | Emergency Lamp | 2 | 2025-05-25 | it /security room | 31.2 | ??
P3007 | Lighting Fixtures | ×¡×™ ×œ×“ 6600 | 42W 4000K | 8 | 2025-05-25 | it /security room | 31.2 | ??
P3007 | Mechanical Equipment | AW 1200 | AW 1200 | 2 | 2025-05-25 | it /security room | 31.2 | ??
P3008 | Lighting Fixtures | ×¡×™ ×œ×“ 6600 | 42W 4000K | 3 | 2025-05-25 | TECHNICAL ROOM | 19.1 | ??
P3008 | Lighting Fixtures | ×¡×™ ×œ×“ 6600 | 42W 4000K 24h | 1 | 2025-05-25 | TECHNICAL ROOM | 19.1 | ??
P3008 | Mechanical Equipment | AW 1000 | AW 1000 | 1 | 2025-05-25 | TECHNICAL ROOM | 19.1 | ??
P3008 | Mechanical Equipment | Electrical cabinet | Electrical cabinet | 1 | 2025-05-25 | TECHNICAL ROOM | 19.1 | ??
P3009 | Electrical Equipment | M_Transformer Switchboard | 800mmx400mmx2200h | 3 | 2025-05-25 | LSS/FMS room | 7.93 | ??
P3009 | Electrical Fixtures | Frame_Socket | Normal x2 | 1 | 2025-05-25 | LSS/FMS room | 7.93 | ??
P3009 | Lighting Fixtures | ×¡×™ ×œ×“ 6600 | 42W 4000K | 2 | 2025-05-25 | LSS/FMS room | 7.93 | ??
P3010 | Electrical Fixtures | M_Junction Boxes - W | W | 1 | 2025-05-25 | plumbing shaft | 8.19 | ??
P3010 | Lighting Fixtures | ×¡×™ ×œ×“ 6600 | 42W 4000K | 2 | 2025-05-25 | plumbing shaft | 8.19 | ??
P3011 | Lighting Fixtures | Lighting_Emergency-Security_Daisalux-Lens-L_CD-FR | Emergency LENS LF3 (CD) | 1 | 2025-05-25 | stairs | 23.68 | ??
P3012 | Electrical Equipment | M_Circuit Breaker Switchboard | 100mmx46mm | 2 | 2025-05-25 | it /security room | 31.2 | ??
P3012 | Electrical Equipment | M_Transformer Switchboard | 400mmx250mmx600h | 2 | 2025-05-25 | it /security room | 31.2 | ??
P3012 | Electrical Fixtures | Frame_Socket | Normal x2 | 2 | 2025-05-25 | it /security room | 31.2 | ??
P3012 | Electrical Fixtures | SOCKETS1 | x×©×§×¢ ×ª×§×©×•×¨×ª 2 | 2 | 2025-05-25 | it /security room | 31.2 | ??
P3012 | Lighting Fixtures | M_Ceiling Light - Linear Box1 | Emergency Lamp | 2 | 2025-05-25 | it /security room | 31.2 | ??
P3012 | Lighting Fixtures | ×¡×™ ×œ×“ 6600 | 42W 4000K | 8 | 2025-05-25 | it /security room | 31.2 | ??
P3012 | Mechanical Equipment | AW 1200 | AW 1200 | 2 | 2025-05-25 | it /security room | 31.2 | ??
P3013 | Lighting Fixtures | Lighting_Emergency-Security_Daisalux-Lens-L_CD-FR | Emergency LENS LF3 (CD) | 1 | 2025-05-25 | stairs | 23.68 | ??
P3014 | Electrical Equipment | E_Wall Junction Box_MEPcontent_ABB_KNX Box_INT-EN_Shared | 6131_38-183-500 | 1 | 2025-05-25 | corridor | 34.6 | ??
P3014 | Electrical Fixtures | Detector Presence | Presence WC LM detector Mov | 1 | 2025-05-25 | corridor | 34.6 | ??
P3014 | Electrical Fixtures | Frame_Socket | Normal x2 | 1 | 2025-05-25 | corridor | 34.6 | ??
P3014 | Lighting Fixtures | EXIT Base_Ceiling_Wall_R18 | Exit | 2 | 2025-05-25 | corridor | 34.6 | ??
P3014 | Lighting Fixtures | Lighting_Emergency-Security_Daisalux-Lens-L_CD-FR | Emergency LENS LF3 (CD) | 3 | 2025-05-25 | corridor | 34.6 | ??
P3014 | Lighting Fixtures | M_Recessed Direct-Indirect Light - Asymmetrical | Topaz 1200mm | 6 | 2025-05-25 | corridor | 34.6 | ??
P3014 | Lighting Fixtures | M_Recessed Direct-Indirect Light - Asymmetrical | Topaz 1200mm 24h | 2 | 2025-05-25 | corridor | 34.6 | ??
P3015 | Lighting Fixtures | EXIT Base_Ceiling_Wall_R18 | Exit | 1 | 2025-05-25 | corridor | 21.02 | ??
P3015 | Lighting Fixtures | Lighting_Emergency-Security_Daisalux-Lens-L_CD-FR | Emergency LENS LF3 (CD) | 3 | 2025-05-25 | corridor | 21.02 | ??
P3015 | Lighting Fixtures | M_Recessed Direct-Indirect Light - Asymmetrical | Topaz 1200mm | 5 | 2025-05-25 | corridor | 21.02 | ??
P3015 | Lighting Fixtures | M_Recessed Direct-Indirect Light - Asymmetrical | Topaz 1200mm 24h | 2 | 2025-05-25 | corridor | 21.02 | ??
P3016 | Electrical Fixtures | Frame_Socket | Normal x2 | 1 | 2025-05-25 | smoke lobby | 13.86 | ??
P3016 | Lighting Fixtures | EXIT Base_Ceiling_Wall_R18 | Exit | 1 | 2025-05-25 | smoke lobby | 13.86 | ??
P3016 | Lighting Fixtures | Lighting_Emergency-Security_Daisalux-Lens-L_CD-FR | Emergency LENS LF3 (CD) | 1 | 2025-05-25 | smoke lobby | 13.86 | ??
P3016 | Lighting Fixtures | M_Recessed Direct-Indirect Light - Asymmetrical | Topaz 1200mm | 3 | 2025-05-25 | smoke lobby | 13.86 | ??
P3016 | Lighting Fixtures | M_Recessed Direct-Indirect Light - Asymmetrical | Topaz 1200mm 24h | 1 | 2025-05-25 | smoke lobby | 13.86 | ??
P3017 | Lighting Fixtures | EXIT Base_Ceiling_Wall_R18 | Exit | 1 | 2025-05-25 | smoke lobby | 13.86 | ??
P3017 | Lighting Fixtures | Lighting_Emergency-Security_Daisalux-Lens-L_CD-FR | Emergency LENS LF3 (CD) | 1 | 2025-05-25 | smoke lobby | 13.86 | ??
P3017 | Lighting Fixtures | M_Recessed Direct-Indirect Light - Asymmetrical | Topaz 1200mm | 3 | 2025-05-25 | smoke lobby | 13.86 | ??
P3017 | Lighting Fixtures | M_Recessed Direct-Indirect Light - Asymmetrical | Topaz 1200mm 24h | 1 | 2025-05-25 | smoke lobby | 13.86 | ??
P3018 | Lighting Fixtures | M_Ceiling Light - Linear Box1 | Emergency Lamp | 1 | 2025-05-25 | storage | 18.69 | ??
P3018 | Lighting Fixtures | ×¡×™ ×œ×“ 6600 | 42W 4000K | 3 | 2025-05-25 | storage | 18.69 | ??
P3018 | Lighting Fixtures | ×¡×™ ×œ×“ 6600 | 42W 4000K 24h | 1 | 2025-05-25 | storage | 18.69 | ??
P3020 | Lighting Fixtures | Lighting_Emergency-Security_Daisalux-Lens-L_CD-FR | Emergency LENS LF3 (CD) | 1 | 2025-05-25 | stairs | 23.49 | ??
P3021 | Electrical Fixtures | Frame_Socket | Normal x2 | 6 | 2025-05-25 | storage | 62.57 | ??
P3021 | Electrical Fixtures | M_Junction Boxes - W | W | 1 | 2025-05-25 | storage | 62.57 | ??
P3021 | Lighting Fixtures | M_Ceiling Light - Linear Box1 | Emergency Lamp | 3 | 2025-05-25 | storage | 62.57 | ??
P3021 | Lighting Fixtures | ×¡×™ ×œ×“ 6600 | 42W 4000K | 6 | 2025-05-25 | storage | 62.57 | ??
P3021 | Lighting Fixtures | ×¡×™ ×œ×“ 6600 | 42W 4000K 24h | 3 | 2025-05-25 | storage | 62.57 | ??
P3022 | Electrical Fixtures | Frame_Socket | Normal x1 WP | 1 | 2025-05-25 | plumbing shaft | 6.68 | ??
P3022 | Lighting Fixtures | ×¡×™ ×œ×“ 6600 | 42W 4000K | 1 | 2025-05-25 | plumbing shaft | 6.68 | ??
P3027 | Electrical Equipment | Yani_Circuit breaker_SwitchBoard | 60x240x210 GEN | 1 | 2025-05-25 | electricity shaft | 4.34 | ??
P3027 | Electrical Fixtures | SOCKETS1 | x×©×§×¢ ×ª×§×©×•×¨×ª 2 | 1 | 2025-05-25 | electricity shaft | 4.34 | ??
P3044 | Lighting Fixtures | ×¡×™ ×œ×“ 6600 | 42W 4000K | 3 | 2025-05-25 | TECHNICAL ROOM | 18.92 | ??
P3044 | Lighting Fixtures | ×¡×™ ×œ×“ 6600 | 42W 4000K 24h | 1 | 2025-05-25 | TECHNICAL ROOM | 18.92 | ??
P3044 | Mechanical Equipment | AW 1000 | AW 1000 | 1 | 2025-05-25 | TECHNICAL ROOM | 18.92 | ??
P3044 | Mechanical Equipment | Electrical cabinet | Electrical cabinet | 1 | 2025-05-25 | TECHNICAL ROOM | 18.92 | ??
P3046 | Electrical Fixtures | Frame_Socket | Normal x2 | 1 | 2025-05-25 | service room | 6.45 | ??
P3047 | Electrical Fixtures | Frame_Socket | Normal x2 | 1 | 2025-05-25 | two-story pump room | 50.18 | ??
P3047 | Electrical Fixtures | Frame_Socket | Normal x3 | 1 | 2025-05-25 | two-story pump room | 50.18 | ??
P3047 | Electrical Fixtures | M_Junction Boxes - W | W | 1 | 2025-05-25 | two-story pump room | 50.18 | ??
P3048 | Electrical Fixtures | Frame_Socket | Normal x2 | 1 | 2025-05-25 | two-story pump room | 50.34 | ??
P3048 | Electrical Fixtures | Frame_Socket | Normal x3 | 1 | 2025-05-25 | two-story pump room | 50.34 | ??
P3048 | Electrical Fixtures | M_Junction Boxes - W | W | 1 | 2025-05-25 | two-story pump room | 50.34 | ??
P3052 | Electrical Fixtures | Frame_Socket | Normal x2 | 1 | 2025-05-25 | storage | 14.82 | ??
P3052 | Lighting Fixtures | ×¡×™ ×œ×“ 6600 | 42W 4000K | 2 | 2025-05-25 | storage | 14.82 | ??
P3052 | Lighting Fixtures | ×¡×™ ×œ×“ 6600 | 42W 4000K 24h | 1 | 2025-05-25 | storage | 14.82 | ??
P3053 | Lighting Fixtures | EXIT Base_Ceiling_Wall_R18 | Exit | 1 | 2025-05-25 | smoke lobby | 13.86 | ??
P3053 | Lighting Fixtures | Lighting_Emergency-Security_Daisalux-Lens-L_CD-FR | Emergency LENS LF3 (CD) | 1 | 2025-05-25 | smoke lobby | 13.86 | ??
P3053 | Lighting Fixtures | M_Recessed Direct-Indirect Light - Asymmetrical | Topaz 1200mm | 3 | 2025-05-25 | smoke lobby | 13.86 | ??
P3053 | Lighting Fixtures | M_Recessed Direct-Indirect Light - Asymmetrical | Topaz 1200mm 24h | 1 | 2025-05-25 | smoke lobby | 13.86 | ??
P3059 | Electrical Fixtures | Frame_Socket | Normal x2 | 1 | 2025-05-25 | service | 10.12 | ??
P3059 | Lighting Fixtures | ×¡×™ ×œ×“ 6600 | 42W 4000K | 2 | 2025-05-25 | service | 10.12 | ??
P3061 | Electrical Equipment | Yani_Circuit breaker_SwitchBoard | 60x240x210 | 1 | 2025-05-25 | electricity cabinet | 6.68 | ??
P3061 | Electrical Fixtures | SOCKETS1 | x×©×§×¢ ×ª×§×©×•×¨×ª 2 | 1 | 2025-05-25 | electricity cabinet | 6.68 | ??
P3063 | Electrical Fixtures | Frame_Socket | Normal x2 | 1 | 2025-05-25 | service zone | 19.2 | ??
P3063 | Lighting Fixtures | ×¡×™ ×œ×“ 6600 | 42W 4000K | 2 | 2025-05-25 | service zone | 19.2 | ??
P3063 | Lighting Fixtures | ×¡×™ ×œ×“ 6600 | 42W 4000K 24h | 1 | 2025-05-25 | service zone | 19.2 | ??
P3063 | Mechanical Equipment | AWSQ 450 | AWSQ 450 | 1 | 2025-05-25 | service zone | 19.2 | ??
P3064 | Electrical Equipment | M_Transformer Switchboard | 400mmx250mmx600h | 2 | 2025-05-25 | it /security room | 32.05 | ??
P3064 | Electrical Fixtures | Frame_Socket | 1 AC GEN | 2 | 2025-05-25 | it /security room | 32.05 | ??
P3064 | Electrical Fixtures | Frame_Socket | Normal x2 | 2 | 2025-05-25 | it /security room | 32.05 | ??
P3064 | Electrical Fixtures | SOCKETS1 | x×©×§×¢ ×ª×§×©×•×¨×ª 2 | 2 | 2025-05-25 | it /security room | 32.05 | ??
P3064 | Lighting Fixtures | M_Ceiling Light - Linear Box1 | Emergency Lamp | 2 | 2025-05-25 | it /security room | 32.05 | ??
P3064 | Lighting Fixtures | ×¡×™ ×œ×“ 6600 | 42W 4000K | 9 | 2025-05-25 | it /security room | 32.05 | ??
P3064 | Mechanical Equipment | AW 1200 | AW 1200 | 2 | 2025-05-25 | it /security room | 32.05 | ??
P3066 | Electrical Equipment | M_Transformer Switchboard | 800mmx400mmx2200h | 1 | 2025-05-25 | LSS/FMS room | 8.91 | ??
P3066 | Electrical Fixtures | Frame_Socket | Normal x2 | 1 | 2025-05-25 | LSS/FMS room | 8.91 | ??
P3066 | Electrical Fixtures | SOCKETS1 | x×©×§×¢ ×ª×§×©×•×¨×ª 2 | 1 | 2025-05-25 | LSS/FMS room | 8.91 | ??
P3066 | Lighting Fixtures | ×¡×™ ×œ×“ 6600 | 42W 4000K | 2 | 2025-05-25 | LSS/FMS room | 8.91 | ??
P3066 | Mechanical Equipment | AWSQ 450 | AWSQ 450 | 1 | 2025-05-25 | LSS/FMS room | 8.91 | ??
P3067 | Electrical Equipment | E_Wall Junction Box_MEPcontent_ABB_KNX Box_INT-EN_Shared | 6131_38-183-500 | 1 | 2025-05-25 | toilets | 7.56 | ??
P3067 | Electrical Fixtures | Detector Presence | Presence WC LM detector Mov | 1 | 2025-05-25 | toilets | 7.56 | ??
P3067 | Electrical Fixtures | Frame_Socket | Normal x2 WP | 1 | 2025-05-25 | toilets | 7.56 | ??
P3067 | Lighting Fixtures | Lighting_Ceiling-Mounted_Regent_REGENT_Echo_LED_RDL_3000K_D210 | Type 1 | 3 | 2025-05-25 | toilets | 7.56 | ??
P3067 | Lighting Fixtures | Lighting_Emergency-Security_Daisalux-Lens-L_CD-FR | Emergency LENS LF3 (CD) | 1 | 2025-05-25 | toilets | 7.56 | ??
P3067 | Lighting Fixtures | M_Recessed Direct-Indirect Light - Asymmetrical | Topaz 1200mm 24h | 2 | 2025-05-25 | toilets | 7.56 | ??
P3068 | Electrical Equipment | Yani_Circuit breaker_SwitchBoard | 60x160x210 UPS | 1 | 2025-05-25 | electricity cabinet | 2.4 | ??
P3068 | Electrical Fixtures | SOCKETS1 | x×©×§×¢ ×ª×§×©×•×¨×ª 2 | 1 | 2025-05-25 | electricity cabinet | 2.4 | ??
P3077 | Electrical Fixtures | Frame_Socket | Normal x2 | 1 | 2025-05-25 | service zone (fire) | 9.89 | ??
P3077 | Lighting Fixtures | ×¡×™ ×œ×“ 6600 | 42W 4000K 24h | 2 | 2025-05-25 | service zone (fire) | 9.89 | ??
P3079 | Lighting Fixtures | EXIT Base_Ceiling_Wall_R18 | Exit | 1 | 2025-05-25 | corridor | 7.92 | ??
P3079 | Lighting Fixtures | Lighting_Emergency-Security_Daisalux-Lens-L_CD-FR | Emergency LENS LF3 (CD) | 1 | 2025-05-25 | corridor | 7.92 | ??
P3079 | Lighting Fixtures | M_Recessed Direct-Indirect Light - Asymmetrical | Topaz 1200mm | 2 | 2025-05-25 | corridor | 7.92 | ??
P3080 | Electrical Fixtures | Frame_Socket | Normal x2 | 1 | 2025-05-25 | SERVICE ROOM | 7.29 | ??
P3082 | Lighting Fixtures | EXIT Base_Ceiling_Wall_R18 | Exit | 1 | 2025-05-25 | corridor | 29.38 | ??
P3082 | Lighting Fixtures | Lighting_Ceiling-Mounted_Regent_REGENT_Echo_LED_RDL_3000K_D210 | Type 1 | 1 | 2025-05-25 | corridor | 29.38 | ??
P3082 | Lighting Fixtures | Lighting_Emergency-Security_Daisalux-Lens-L_CD-FR | Emergency LENS LF3 (CD) | 2 | 2025-05-25 | corridor | 29.38 | ??
P3082 | Lighting Fixtures | M_Recessed Direct-Indirect Light - Asymmetrical | Topaz 1200mm | 3 | 2025-05-25 | corridor | 29.38 | ??
P3082 | Lighting Fixtures | M_Recessed Direct-Indirect Light - Asymmetrical | Topaz 1200mm 24h | 3 | 2025-05-25 | corridor | 29.38 | ??
P3084 | Electrical Fixtures | Frame_Socket | Normal x2 | 1 | 2025-05-25 | Systems room | 9.55 | ??
P3084 | Lighting Fixtures | ×¡×™ ×œ×“ 6600 | 42W 4000K | 1 | 2025-05-25 | Systems room | 9.55 | ??
P3085 | Electrical Fixtures | Frame_Socket | Normal x2 | 1 | 2025-05-25 | corridor | 44.94 | ??
P3085 | Lighting Fixtures | EXIT Base_Ceiling_Wall_R18 | Exit | 1 | 2025-05-25 | corridor | 44.94 | ??
P3085 | Lighting Fixtures | Lighting_Emergency-Security_Daisalux-Lens-L_CD-FR | Emergency LENS LF3 (CD) | 2 | 2025-05-25 | corridor | 44.94 | ??
P3085 | Lighting Fixtures | M_Recessed Direct-Indirect Light - Asymmetrical | Topaz 1200mm | 7 | 2025-05-25 | corridor | 44.94 | ??
P3085 | Lighting Fixtures | M_Recessed Direct-Indirect Light - Asymmetrical | Topaz 1200mm 24h | 3 | 2025-05-25 | corridor | 44.94 | ??
P3086 | Electrical Equipment | Yani_Circuit breaker_SwitchBoard | 60x240x210 GEN | 1 | 2025-05-25 | electricity shaft | 5.04 | ??
P3086 | Electrical Fixtures | SOCKETS1 | x×©×§×¢ ×ª×§×©×•×¨×ª 2 | 1 | 2025-05-25 | electricity shaft | 5.04 | ??
P3087 | Lighting Fixtures | EXIT Base_Ceiling_Wall_R18 | Exit | 1 | 2025-05-25 | corridor | 7.85 | ??
P3087 | Lighting Fixtures | Lighting_Emergency-Security_Daisalux-Lens-L_CD-FR | Emergency LENS LF3 (CD) | 1 | 2025-05-25 | corridor | 7.85 | ??
P3087 | Lighting Fixtures | M_Recessed Direct-Indirect Light - Asymmetrical | Topaz 1200mm | 2 | 2025-05-25 | corridor | 7.85 | ??
P3087 | Lighting Fixtures | M_Recessed Direct-Indirect Light - Asymmetrical | Topaz 1200mm 24h | 1 | 2025-05-25 | corridor | 7.85 | ??
P3088 | Lighting Fixtures | EXIT Base_Ceiling_Wall_R18 | Exit | 1 | 2025-05-25 | corridor | 7.84 | ??
P3088 | Lighting Fixtures | Lighting_Emergency-Security_Daisalux-Lens-L_CD-FR | Emergency LENS LF3 (CD) | 1 | 2025-05-25 | corridor | 7.84 | ??
P3088 | Lighting Fixtures | M_Recessed Direct-Indirect Light - Asymmetrical | Topaz 1200mm | 2 | 2025-05-25 | corridor | 7.84 | ??
P3088 | Lighting Fixtures | M_Recessed Direct-Indirect Light - Asymmetrical | Topaz 1200mm 24h | 1 | 2025-05-25 | corridor | 7.84 | ??
P3092 | Lighting Fixtures | EXIT Base_Ceiling_Wall_R18 | Exit | 1 | 2025-05-25 | stairs fire lobby | 16.65 | ??
P3092 | Lighting Fixtures | Lighting_Emergency-Security_Daisalux-Lens-L_CD-FR | Emergency LENS LF3 (CD) | 2 | 2025-05-25 | stairs fire lobby | 16.65 | ??
P3092 | Lighting Fixtures | ×¤×¡ ×œ×“ ×©×§×•×¢ | 151 24h | 5 | 2025-05-25 | stairs fire lobby | 16.65 | ??
P3092 | Lighting Fixtures | ×¤×¡ ×œ×“ ×©×§×•×¢ | 600 24h | 1 | 2025-05-25 | stairs fire lobby | 16.65 | ??
P3093 | Electrical Fixtures | M_Junction Boxes - W | W | 2 | 2025-05-25 | storage | 18.87 | ??
P3093 | Lighting Fixtures | M_Ceiling Light - Linear Box1 | Emergency Lamp | 1 | 2025-05-25 | storage | 18.87 | ??
P3093 | Lighting Fixtures | ×¡×™ ×œ×“ 6600 | 42W 4000K | 3 | 2025-05-25 | storage | 18.87 | ??
P3093 | Lighting Fixtures | ×¡×™ ×œ×“ 6600 | 42W 4000K 24h | 1 | 2025-05-25 | storage | 18.87 | ??
P3095 | Lighting Fixtures | Lighting_Ceiling-Mounted_Regent_REGENT_Echo_LED_RDL_3000K_D210 | Type 1 | 2 | 2025-05-25 | disable w.c | 3.98 | ??
P3099 | Electrical Fixtures | M_Junction Boxes - W | W | 1 | 2025-05-25 | storage | 21.92 | ??
P3099 | Lighting Fixtures | ×¡×™ ×œ×“ 6600 | 42W 4000K | 2 | 2025-05-25 | storage | 21.92 | ??
P3099 | Lighting Fixtures | ×¡×™ ×œ×“ 6600 | 42W 4000K 24h | 1 | 2025-05-25 | storage | 21.92 | ??
P3100 | Electrical Fixtures | Frame_Socket | Normal x2 | 1 | 2025-05-25 | storage | 14.82 | ??
P3100 | Lighting Fixtures | ×¡×™ ×œ×“ 6600 | 42W 4000K | 2 | 2025-05-25 | storage | 14.82 | ??
P3100 | Lighting Fixtures | ×¡×™ ×œ×“ 6600 | 42W 4000K 24h | 1 | 2025-05-25 | storage | 14.82 | ??
P3101 | Electrical Fixtures | Frame_Socket | Normal x2 | 1 | 2025-05-25 | TECHNICAL ROOM | 19.52 | ??
P3101 | Lighting Fixtures | ×¡×™ ×œ×“ 6600 | 42W 4000K | 3 | 2025-05-25 | TECHNICAL ROOM | 19.52 | ??